## Master data 33 FDR KV Aug-24
MASTER DATA OF 33 KV FEEDERS IN HESCOM JURISDICTION AS ON AUGUST-2024
220KV STATION REFERENCE | FEEDING 220KV/110KV STATION | Name of the 33 KV Bank ( Bank-1/ Bank-2) | FEEDER NO | FEEDER CODE | 33 KV_FEEDER_NAME | Feeder Type (33 KV Station/IPP/HT/Water Supply)) | No. of Ckts | FEEDING FROM ( 220 KV/110 KV/33 KV station) | FEEDING TO (Name of the 33 KV Station/IPP/HT/ EHT/Water Supply)) | Total Length (in Kms) ( From Emanating Point to installation) | Whether the line is tapped? (yes/No) | (if yes,) Feeder to which line is tapped | Distance from tapping point to feeding point (in Kms) | Type of Conductor | Whether DLMS meter installed (Yes/No) | Name of the feeding area (Village/Town) | DISTRICT* | ZONE | ZONE CODE | TALUQ* | CIRCLE | CIRCLE CODE | 33 KV S & L DIVISION | 33 KV S & L DIVISION CODE
1 | 2 | 3 | 4 | 5 | 6 | 7 | 8 | 9 | 10 | 11 | 12 | 13 | 14 | 15 | 16 | 17 | 18 | 19 | 20 | 21 | 22 | 23 | 24 | 25
B.BAGEWADI_220KV | B.BAGEWADI_220KV | 2 |  |  | Talikoti | STATION | SC | B.BAGEWADI_220KV | TALIKOTI_33KV | 0 | No |  |  | Coyote | No | Talikoti | VIJAYAPURA | BELAGAVI | 1 | MUDDEBIHAL | VIJAYAPURA | 7 | VIJAYAPURA | 06
B.BAGEWADI_220KV | B.BAGEWADI_220KV | 2 | 1 | A | H.Hipparagi | STATION | SC | B.BAGEWADI_220KV | H.HIPPARAGI_33KV | 10 | No |  |  | Coyote | No | H.Hipparagi | VIJAYAPURA | BELAGAVI | 1 | B BAGEWADI | VIJAYAPURA | 7 | VIJAYAPURA | 06
B.BAGEWADI_220KV | B.BAGEWADI_220KV | 1 | 2 | B | Managoli | STATION | SC | B.BAGEWADI_220KV | MANAGULI_33KV | 25 | No |  |  | Coyote | No | Managoli | VIJAYAPURA | BELAGAVI | 1 | B BAGEWADI | VIJAYAPURA | 7 | VIJAYAPURA | 06
B.BAGEWADI_220KV | B.BAGEWADI_220KV | 1 | 3 | C | Muttagi | STATION | SC | B.BAGEWADI_220KV | MUTTAGI_33KV | 13 | No |  |  | Rabbit | No | Muttagi | VIJAYAPURA | BELAGAVI | 1 | B BAGEWADI | VIJAYAPURA | 7 | VIJAYAPURA | 06
B.BAGEWADI_220KV | B.BAGEWADI_220KV | 1 |  |  | PGCIL EHT installation | HT | SC | B.BAGEWADI_220KV | PGCIL EHT installation | 15.8 | Yes | 33KV Muttagi | 2.8 | Rabbit | No | Muttagi | VIJAYAPURA | BELAGAVI | 1 | B BAGEWADI | VIJAYAPURA | 7 | VIJAYAPURA | 06
B.BAGEWADI_220KV | B.BAGEWADI_220KV | 1 |  |  | NTPCL EHT installation | HT | SC | B.BAGEWADI_220KV | NTPCL EHT installation | 21.6 | Yes | 33KV Muttagi | 8.6 | Rabbit | No | Kudagi | VIJAYAPURA | BELAGAVI | 1 | B BAGEWADI | VIJAYAPURA | 7 | VIJAYAPURA | 06
VIJAYAPUR_220KV | BHUTANAL_110KV | 1 | 1 | A | Tidagundi | STATION | SC | BHUTANAL_110KV | TIDAGUNDI_33KV | 15 | No |  |  | Coyote | No | Tidagundi | VIJAYAPURA | BELAGAVI | 1 | VIJAYAPURA | VIJAYAPURA | 7 | VIJAYAPURA | 06
VIJAYAPUR_220KV | BHUTANAL_110KV | 1 | 1 |  | ARAKERI LIS | LIS | SC | BHUTANAL_110KV | ARAKERI _LIS | 4.3 | No |  |  | Coyote | No | Tidagundi | VIJAYAPURA | BELAGAVI | 1 | VIJAYAPURA | VIJAYAPURA | 7 | VIJAYAPURA | 06
INDI_220KV | DEVARHIPPRAGI_110KV | 1 |  |  | Korawar | STATION | SC | DEVARHIPPRAGI_110KV | KORWAR_33KV | 39 | No |  |  | Rabbit+Coyote | No | Korawar | VIJAYAPURA | BELAGAVI | 1 | SHINDAGI | VIJAYAPURA | 7 | VIJAYAPURA | 06
INDI_220KV | DEVARHIPPRAGI_110KV | 1 | 1 | A | Kadlewad | STATION | SC | DEVARHIPPRAGI_110KV | KADLEWADA_33KV | 11 | No |  |  | Coyote | No | Kadlewad | VIJAYAPURA | BELAGAVI | 1 | SHINDAGI | VIJAYAPURA | 7 | VIJAYAPURA | 06
INDI_220KV | DEVARHIPPRAGI_110KV | 1 | 2 | B | F2-K N SINDAGI SOLAR ENERGY PVT LTD | IPP | SC | F2-K N SINDAGI SOLAR ENERGY PVT LTD | DEVARHIPPRAGI_110KV | 14.7 | No |  |  | Coyote | No | Kokatnur | VIJAYAPURA | BELAGAVI | 1 | SHINDAGI | VIJAYAPURA | 7 | VIJAYAPURA | 06
INDI_220KV | ZALAKI_110KV | 1 |  |  | Bhimashankar Sahakari Sakkare Karkhane Niyamit Maragur- IPP | IPP | SC | Bhimashankar Sahakari Sakkare Karkhane Niyamit Maragur- IPP | DHULKHED_33KV | 5.48 | No |  |  | Coyote | No | Maraguru | VIJAYAPURA | BELAGAVI | 1 | INDI | VIJAYAPURA | 7 | VIJAYAPURA | 06
INDI_220KV | INDI_110KV | 2 | 1 | A | Tamba | STATION | SC | INDI_110KV | TAMBA_33KV | 20 | No |  |  | Rabbit | No | Tamba | VIJAYAPURA | BELAGAVI | 1 | INDI | VIJAYAPURA | 7 | VIJAYAPURA | 06
INDI_220KV | INDI_110KV | 1 | 2 | B | Tadavalaga | STATION | SC | INDI_110KV | TADAVALAGA_33KV | 15 | No |  |  | Coyote | No | Tadavalaga | VIJAYAPURA | BELAGAVI | 1 | INDI | VIJAYAPURA | 7 | VIJAYAPURA | 06
INDI_220KV | INDI_110KV | 1 | 3 | C | Naad.B.K | STATION | SC | INDI_110KV | NAAD_33KV | 19 | No |  |  | Coyote | No | Naad.B.K | VIJAYAPURA | BELAGAVI | 1 | INDI | VIJAYAPURA | 7 | VIJAYAPURA | 06
VIJAYAPUR_220KV | KIADBVIJAYAPUR_110KV | 1 | 1 | A | Honnutagi | STATION | SC | KIADBVIJAYAPUR_110KV | HONNUTAGI_33KV | 14.21 | No |  |  | Coyote | No | Honnutagi | VIJAYAPURA | BELAGAVI | 1 | VIJAYAPURA | VIJAYAPURA | 7 | VIJAYAPURA | 06
VIJAYAPUR_220KV | KIADBVIJAYAPUR_110KV | 1 | 2 | B | Nagathan | STATION | SC | KIADBVIJAYAPUR_110KV | NAGATAHAN_33KV | 23.5 | No |  |  | Coyote | No | Nagathan | VIJAYAPURA | BELAGAVI | 1 | VIJAYAPURA | VIJAYAPURA | 7 | VIJAYAPURA | 06
B.BAGEWADI_220KV | MAMADAPUR(B.BAGEWADI)_110KV | 1 | 1 | A | D.Gennur | STATION | SC | MAMADAPUR(B.BAGEWADI)_110KV | DEVARGENNUR_33KV | 15 | No |  |  | Coyote | No | D.Gennur | VIJAYAPURA | BELAGAVI | 1 | BABALESHWAR | VIJAYAPURA | 7 | VIJAYAPURA | 06
B.BAGEWADI_220KV | MAMADAPUR(B.BAGEWADI)_110KV | 1 | 2 | B | LINGADALLI LIS | LIS | SC | MAMADAPUR(B.BAGEWADI)_110KV | Lingadalli LIS Jackwell | 11 | No |  |  | Coyote | No | Lingadalli | VIJAYAPURA | BELAGAVI | 1 | BABALESHWAR | VIJAYAPURA | 7 | VIJAYAPURA | 06
B.BAGEWADI_220KV | MATTIHAL_110KV | 1 | 1 | A | Kolhar Water supply EHT installation | WATER SUPPLY | SC | MATTIHAL_110KV | Kolhar Water supply EHT installation | 10 | No |  |  | Coyote | No | Kolhar | VIJAYAPURA | BELAGAVI | 1 | B BAGEWADI | VIJAYAPURA | 7 | VIJAYAPURA | 06
B.BAGEWADI_220KV | MATTIHAL_110KV | 1 | 2 | B | Karjol Water supply EHT installation | WATER SUPPLY | SC | MATTIHAL_110KV | Karjol Water supply EHT installation | 18 | No |  |  | Coyote | No | Karjol | VIJAYAPURA | BELAGAVI | 1 | B BAGEWADI | VIJAYAPURA | 7 | VIJAYAPURA | 06
B.BAGEWADI_220KV | MATTIHAL_110KV | 1 | 3 | C | Mulawad Water supply EHT installation | WATER SUPPLY | SC | MATTIHAL_110KV | Mulawad Water supply EHT installation | 19 | Yes | Kolhar Water supply | 10 | Coyote | No | Mulawad | VIJAYAPURA | BELAGAVI | 1 | B BAGEWADI | VIJAYAPURA | 7 | VIJAYAPURA | 06
B.BAGEWADI_220KV | MUDDEBIHAL_110KV | 1 | 1 | A | Nalatawad | STATION | SC | MUDDEBIHAL_110KV | NALATAWAD_33KV | 25 | No |  |  | Coyote | No | Nalatawad | VIJAYAPURA | BELAGAVI | 1 | MUDDEBIHAL | VIJAYAPURA | 7 | VIJAYAPURA | 06
B.BAGEWADI_220KV | MUDDEBIHAL_110KV | 1 |  | B | Dhavalagi | STATION | SC | MUDDEBIHAL_110KV | DHAWALAGI_33KV | 18.3 | No |  |  | Coyote | No | Dhavalagi | VIJAYAPURA | BELAGAVI | 1 | MUDDEBIHAL | VIJAYAPURA | 7 | VIJAYAPURA | 06
B.BAGEWADI_220KV | MUDDEBIHAL_110KV | 1 |  |  | Tangadagi | STATION | SC | MUDDEBIHAL_110KV | TANGADAGI_33KV | 14 | Yes | Nalatwad | 12 | Rabbit | No | Tangadagi | VIJAYAPURA | BELAGAVI | 1 | MUDDEBIHAL | VIJAYAPURA | 7 | VIJAYAPURA | 06
B.BAGEWADI_220KV | MUDDEBIHAL_110KV | 1 |  |  | MPCL-IPP | IPP | SC | MPCL-IPP | NALATWAD_33 KV | 7 | No |  |  | Coyote | No | Narayanpur | VIJAYAPURA | BELAGAVI | 1 | MUDDEBIHAL | VIJAYAPURA | 7 | VIJAYAPURA | 06
B.BAGEWADI_220KV | SINDAGI_110KV | 1 |  |  | Kalakeri | STATION | SC | SINDAGI_110KV | KALAKERI(SINDAGI)_33KV | 32 | No |  |  | Rabbit | No | Kalakeri | VIJAYAPURA | BELAGAVI | 1 | SHINDAGI | VIJAYAPURA | 7 | VIJAYAPURA | 06
B.BAGEWADI_220KV | SINDAGI_110KV | 1 | 1 | A | Golageri | STATION | SC | SINDAGI_110KV | GOLAGERI_33KV | 31.5 | No |  |  | Coyote | No | Golageri | VIJAYAPURA | BELAGAVI | 1 | SHINDAGI | VIJAYAPURA | 7 | VIJAYAPURA | 06
B.BAGEWADI_220KV | SINDAGI_110KV | 1 | 2 | B | 33kv MAPPL(IPP) | IPP | SC | 33kv MAPPL(IPP) | SINDAGI_110KV | 9 | No |  |  | Coyote | No | Benakotagi | VIJAYAPURA | BELAGAVI | 1 | SHINDAGI | VIJAYAPURA | 7 | VIJAYAPURA | 06
INDI_220KV | INDI_110KV | 1 |  |  | Essel Gulbarga IPP Solar Plant | IPP | DC | Essel Gulbarga IPP Solar Plant | TADAVALGA_33KV | 7.4 | No |  |  | Coyote | No | Nimbal | VIJAYAPURA | BELAGAVI | 1 | INDI | VIJAYAPURA | 7 | VIJAYAPURA | 06
INDI_220KV | INDI_110KV | 1 |  |  | Essel Bagalkot IPP Solar Plant | IPP | DC | Essel Bagalkot IPP Solar Plant | TADAVALGA_33KV | 7.4 | No |  |  | Coyote | No | Nimbal | VIJAYAPURA | BELAGAVI | 1 | INDI | VIJAYAPURA | 7 | VIJAYAPURA | 06
VIJAYAPUR_220KV | TIKOTA_110KV | 1 | 1 | A | Bijjaragi | STATION | SC | TIKOTA_110KV | BIJJARAGI_33KV | 13 | No |  |  | Coyote | No | Bijjaragi | VIJAYAPURA | BELAGAVI | 1 | TIKOTA | VIJAYAPURA | 7 | VIJAYAPURA | 06
INDI_220KV | ZALAKI_110KV | 2 | 1 | A | Dhulkhed | STATION | SC | ZALAKI_110KV | DHULAKHED_33KV | 16 | No |  |  | Coyote | No | Dhulkhed | VIJAYAPURA | BELAGAVI | 1 | INDI | VIJAYAPURA | 7 | VIJAYAPURA | 06
INDI_220KV | ZALAKI_110KV | 2 | 2 | B | Nivaragi | STATION | SC | ZALAKI_110KV | NIVARAGI_33KV | 22 | No |  |  | Coyote | No | Nivaragi | VIJAYAPURA | BELAGAVI | 1 | INDI | VIJAYAPURA | 7 | VIJAYAPURA | 06
INDI_220KV | ZALAKI_110KV | 1 | 3 | C | Horti | STATION | SC | ZALAKI_110KV | HORTHI_33KV | 16 | No |  |  | Coyote | No | Horti | VIJAYAPURA | BELAGAVI | 1 | INDI | VIJAYAPURA | 7 | VIJAYAPURA | 06
INDI_220KV | ZALAKI_110KV | 2 | 4 | D | Halasangi | STATION | SC | ZALAKI_110KV | HALASANGI_33KV | 15 | No |  |  | Coyote | No | Halasangi | VIJAYAPURA | BELAGAVI | 1 | INDI | VIJAYAPURA | 7 | VIJAYAPURA | 06
RANEBENNUR_220KV | AREMALLAPURA_110KV | 1 | 1 | A | Chalageri | STATION | SC | AREMALLAPURA_110KV | CHALAGERI_33KV | 10 | No |  |  | Coyote | No | Chalageri,karur,kamadod,yannihosalli,hunashikatti | HAVERI | HUBBALLI | 2 | RANEBENNUR | HAVERI | 4 | HAVERI | 03
RANEBENNUR_220KV | AREMALLAPURA_110KV | 1 |  |  | Chalageri | LIS | SC | AREMALLAPURA_110KV | 33kV Irani LIS I & II | 4.1 | yes | 33Kv Chalageri | 4 | Coyote/Rabbit | No | lift irrigation | HAVERI | HUBBALLI | 2 | RANEBENNUR | HAVERI | 4 | HAVERI | 03
RANEBENNUR_220KV | AREMALLAPURA_110KV | 1 |  |  | Chalageri | HT | SC | AREMALLAPURA_110KV | 33kV Doddamani Crusher Industries | 7.1 | yes | 33Kv Chalageri | 0.1 | Coyote | No | Crusher factory | HAVERI | HUBBALLI | 2 | RANEBENNUR | HAVERI | 4 | HAVERI | 03
HAVERI_220KV | BYADGI_110KV | 1&2 | 1 | A | Haunshbhavi | STATION | SC | BYADAGI_110KV | HAUNSBAVI_33KV | 19 | No |  |  | Coyote | No | Haunshabhavi,Yattinahalli,Aralikatti,chikanaji NJY,tumarikoppa,madlur,chinmulagunda,yogikoppa,bhogavi. | HAVERI | HUBBALLI | 2 | BYADAGI | HAVERI | 4 | HAVERI | 03
HAVERI_220KV | BYADGI_110KV | 1&2 |  |  | Shidenur | STATION | SC | BYADAGI_110KV | SHIDENUR_33KV | 12.5 | yes | 33kV Hamsbhavi | 2.5 | Coyote | No | Kollapur,tadas,gungaragoppa NJY,bislahalli,shidenur,kerudi,chinnikatti NJY,kadarmandalgi. | HAVERI | HUBBALLI | 2 | BYADAGI | HAVERI | 4 | HAVERI | 03
HAVERI_220KV | BYADGI_110KV | 1&2 | 2 | B | Kaginele | STATION | SC | BYADAGI_110KV | KAGINELE_33KV | 15 | No |  |  | Coyote | No | Kasambi,badamalli,kaginele,bannihala,ingalagundi,nellikoppa,chikkabasur,kummur,muttur,hedigonda,kaginele,nagalapur, | HAVERI | HUBBALLI | 2 | BYADAGI | HAVERI | 4 | HAVERI | 03
HAVERI_220KV | BYADGI_110KV | 1&2 |  |  | Arabhagonda | STATION | SC | BYADAGI_110KV | ARABHAGONDA_33KV | 7.5 | yes | 33kV Kaginele | 8 | Coyote | No | Arabhagonda,kengonda,crusher Exp,kadamnahalli,alalgeri. | HAVERI | HUBBALLI | 2 | BYADAGI | HAVERI | 4 | HAVERI | 03
HAVERI_220KV | BYADGI_110KV | 1&2 | 3 | C | 33KV Solar Byadgi Line | IPP | SC | 33KV Solar Byadgi Line | BYADAGI_110KV | 5 | No |  |  | ABC Cable | No | Byadagi | HAVERI | HUBBALLI | 2 | BYADAGI | HAVERI | 4 | HAVERI | 03
RANEBENNUR_220KV/HAVERI_220KV | GUTTAL_110KV | 1 | 1 | A | Hosaritti | STATION | SC | GUTTAL_110KV | HOSARITTI_33KV | 14 | No |  |  | Coyote | No | Hosaritti,kittur,bommanakatti,haleritti,yalagachi,ramapura,konantambagi,handiganur,hosaritti,bailmadapur,melmuri,akkur | HAVERI | HUBBALLI | 2 | HAVERI | HAVERI | 4 | HAVERI | 03
RANEBENNUR_220KV/HAVERI_220KV | GUTTAL_110KV | 2 | 2 | B | Neeralagi | STATION | SC | GUTTAL_110KV | NEERALAGI_33KV | 13 | No |  |  | Coyote | No | Neeralagi,haralalli,terdahalli,meundi,halagi,kerekoppa | HAVERI | HUBBALLI | 2 | HAVERI | HAVERI | 4 | HAVERI | 03
HAVERI_220KV | HANGAL_110KV | 2&3 | 1 | A | Belagalpete | STATION | SC | HANGAL_110KV | BELAGALPET_33KV | 18 | No |  |  | Coyote | No | Marambida,Adur ip.kanchinegalur,kadasattihalli,gundoor, masanakatti,belagalpet,walageri. | HAVERI | HUBBALLI | 2 | HANGAL | HAVERI | 4 | HAVERI | 03
HAVERI_220KV | HANGAL_110KV | 2&3 | 2 | B | Bommanahalli | STATION | SC | HANGAL_110KV | BOMMNAHALLI_33KV | 17 | No |  |  | Coyote | No | Yallurnjy,arekoppa,bommanahalli,badamakatti,nitaginakoppa,yalavatti,yalivala,chadagarvalli,hullatti. | HAVERI | HUBBALLI | 2 | HANGAL | HAVERI | 4 | HAVERI | 03
HAVERI_220KV | HANGAL_110KV | 2&3 | 3 | C | Laxmipur | STATION | SC | HANGAL_110KV | LAXMIPUR_33KV | 19.25 | No |  |  | Coyote | No | Savakeri,sammasagi,konankoppa,niralagi,mantagi,haralkoppa | HAVERI | HUBBALLI | 2 | HANGAL | HAVERI | 4 | HAVERI | 03
HAVERI_220KV | HANGAL_110KV | 2&3 | 4 | D | Basapur LIS | LIS | SC | HANGAL_110KV | Basapur LIS | 37 | No |  |  | Coyote | No | lift irregation | HAVERI | HUBBALLI | 2 | HANGAL | HAVERI | 4 | HAVERI | 03
HAVERI_220KV | HANGAL_110KV | 2&3 |  |  | Hangal | STATION | SC | HANGAL_110KV | HANGAL_33KV | 8 | Yes | AKKIALUR_33KV | 0.02 | Coyote | No | Herur,gejjihalli,kamanhalli,arekoppa,halekoti. | HAVERI | HUBBALLI | 2 | HANGAL | HAVERI | 4 | HAVERI | 03
HAVERI_220KV | HANGAL_110KV | 2&3 | 5 | E | AKKIALUR_33KV | STATION | SC | HANGAL_110KV | AKKIALUR_33KV | 14 | No |  |  | Coyote | No | Akkialur,kallapur,veerapur,havanagi,kuntenhosalli,akkivalli,areleswar,hotanhalli | HAVERI | HUBBALLI | 2 | HANGAL | HAVERI | 4 | HAVERI | 03
DAVANAGERE_220KV | HARIHARHOSPET_66KV | 1 |  |  | Aremallapur line | HT | SC | HARIHARHOSPET_66KV | 33 kV Sri Venkateshwara Hacheries | 11 | yes | 33 kV Aremalappur line | 4 | Coyote/Rabbit | No | factory | HAVERI | HUBBALLI | 2 | RANEBENNUR | HAVERI | 4 | HAVERI | 03
DAVANAGERE_220KV | HARIHARHOSPET_66KV | 1 |  |  | Aremallapur line | HT | SC | HARIHARHOSPET_66KV | 33kV Ramco | 10 | yes | 33 kV Aremalappur line | 4 | Coyote/Rabbit | No | factory | HAVERI | HUBBALLI | 2 | RANEBENNUR | HAVERI | 4 | HAVERI | 03
DAVANAGERE_220KV | HARIHARHOSPET_66KV |  |  |  | Aremallapur line | HT | SC | HARIHARHOSPET_66KV | 33kV 24/7 Ranebennur water supply | 18.9 | yes | 33 kV Aremalappur line | 6 | Coyote/Rabbit | No | factory | HAVERI | HUBBALLI | 2 | RANEBENNUR | HAVERI | 4 | HAVERI | 03
HAVERI_220KV | HAVERI_110KV | 2&3 | 1 | A | Kerimattihalli | STATION | SC | HAVERI_110KV | KERIMATTHALLI_33KV | 8 | No |  |  | Coyote | No | Veerapur, Haveri water supply,sangur,hosalli,kerimatthalli,gorapura,herur,benakanhalli,hirelingadalli,kabbur,S.P office,kallapur | HAVERI | HUBBALLI | 2 | HAVERI | HAVERI | 4 | HAVERI | 03
HAVERI_220KV | HAVERI_110KV | 2&3 | 2 | B | ADUR_33KV | STATION | SC | HAVERI_110KV | ADUR_33KV | 20 | No |  |  | Coyote | No | Vardi,hullal,shankrikoppa,balimbida,neregal,adur, | HAVERI | HUBBALLI | 2 | HANAGAL | HAVERI | 4 | HAVERI | 03
HAVERI_220KV | HAVERI_110KV | 2&3 | 3 | C | Gandhipura | STATION | SC | HAVERI_110KV | GANDHIPUR_33KV | 13 | No |  |  | Coyote | No | Gandhipura,anandavana,kallihala,karadigudda,agasanmatti,karjagi express,katanhalli | HAVERI | HUBBALLI | 2 | HAVERI | HAVERI | 4 | HAVERI | 03
RANEBENNUR_220KV | HIREKERUR_110KV | 1 | 1 | A | Koda | STATION | SC | HIREKERUR_110KV | KODA_33KV | 12 | No |  |  | Coyote | No | Koda,vadayerhalli,shankarnalli,aladageri,lingadevappa,suttukote,hire budihal | HAVERI | HUBBALLI | 2 | HIREKERUR | HAVERI | 4 | HAVERI | 03
RANEBENNUR_220KV | HIREKERUR_110KV | 1 | 2 | B | Chikkerur | STATION | SC | HIREKERUR_110KV | CHIKKERUR_33KV | 17 | No |  |  | Rabbit | No | Yamiganur,betgerur,chikkerur,malavalli,javali. | HAVERI | HUBBALLI | 2 | HIREKERUR | HAVERI | 4 | HAVERI | 03
RANEBENNUR_220KV | RANEBENNUR_220KV | 1&2 | 1 | A | Halageri | STATION | SC | RANEBENNUR_220KV | HALAGERI_33KV | 9 | No |  |  | Coyote/Rabbit | No | Aladakatti,anandamill,nittur NJY,kushagur,halageri,benakankonda,antravalli,dandagihalli | HAVERI | HUBBALLI | 2 | RANEBENNUR | HAVERI | 4 | HAVERI | 03
RANEBENNUR_220KV | RANEBENNUR_220KV | 1&2 |  |  | Sunakal biadri | STATION | SC | RANEBENNUR_220KV | SUNAKALBIDARI_33KV | 12 | yes | 33kV Halageri | 10 | Coyote | No | Saravnda NJY,ukkuda EIP,joyisarahalli,kunchur,hediyala,guddadahosalli,sunakalbidari. | HAVERI | HUBBALLI | 2 | RANEBENNUR | HAVERI | 4 | HAVERI | 03
RANEBENNUR_220KV | RANEBENNUR_220KV | 1&2 | 2 | B | Kuppelur | STATION | SC | RANEBENNUR_220KV | KUPPELUR_33KV | 16.7 | No |  |  | Coyote/Rabbit | No | Chikkamaganur,nittur,kolli,kuppeluru,kotihal,malanayaknhalli. | HAVERI | HUBBALLI | 2 | RANEBENNUR | HAVERI | 4 | HAVERI | 03
RANEBENNUR_220KV | RANEBENNUR_220KV | 1&2 |  |  | Mudenur | STATION | SC | RANEBENNUR_220KV | MUDENUR_33KV | 20 | yes | 33kV Kuppelur | 12 | Coyote/Rabbit | No | Holeannveri,mudenur,hanumanahalli,BYD(w/s) ,Nagenhalli.itagi,mustur NJY,Mudenur NJY. | HAVERI | HUBBALLI | 2 | RANEBENNUR | HAVERI | 4 | HAVERI | 03
RANEBENNUR_220KV | RANEBENNUR_220KV | 1&2 | 3 | C | RSNG | HT | SC | RANEBENNUR_220KV | 33 KV RSNG Hanumanamatti | 12 | No |  |  | Rabbit | No | Industries | HAVERI | HUBBALLI | 2 | RANEBENNUR | HAVERI | 4 | HAVERI | 03
RANEBENNUR_220KV | RANEBENNUR_220KV | 1&2 |  |  | RSNG | HT | SC | RANEBENNUR_220KV | 33kV RH Ginning, | 4.2 | yes | 33Kv RSNG | 0.2 | Rabbit | No | Industries | HAVERI | HUBBALLI | 2 | RANEBENNUR | HAVERI | 4 | HAVERI | 03
RANEBENNUR_220KV | RANEBENNUR_220KV | 1&2 |  |  | RSNG | HT | SC | RANEBENNUR_220KV | 33kV Sygenta | 10 | yes | 33Kv RSNG | 3 | Rabbit | No | Industries | HAVERI | HUBBALLI | 2 | RANEBENNUR | HAVERI | 4 | HAVERI | 03
RANEBENNUR_220KV | RANEBENNUR_220KV | 1&2 | 4 | D | Gudagur maidur | STATION | SC | RANEBENNUR_220KV | GUDGUR-MAIDUR_33KV | 18 | No |  |  | Coyote | No | Devargudda,kudrihall,beavinhalli,choudanpur, gangapur NJY,guddadaannveri,gudagurmaidur,kudrihal,harangeri, | HAVERI | HUBBALLI | 2 | RANEBENNUR | HAVERI | 4 | HAVERI | 03
RANEBENNUR_220KV | RATTIHALLI_110KV | 1 | 1 | A | Masur | STATION | SC | RATTIHALLI_110KV | MASUR_33KV | 10 | No |  |  | Rabbit | No | Masur,thippayikoopa,kodamaggi,ramathirta,hosakatti, | HAVERI | HUBBALLI | 2 | RATTIHALLI | HAVERI | 4 | HAVERI | 03
RANEBENNUR_220KV | RATTIHALLI_110KV | 1 | 2 | B | Hallur | STATION | SC | RATTIHALLI_110KV | HALLUR (RATTIHALLI)_33KV | 21 | No |  |  | Coyote/Rabbit | No | Hallur,chtnalli,kamalapura,chikkabbar,water supply,puradakeri. | HAVERI | HUBBALLI | 2 | RATTIHALLI | HAVERI | 4 | HAVERI | 03
RANEBENNUR_220KV | RATTIHALLI_110KV | 1 |  |  | Tadakanhalli | STATION | SC | RATTIHALLI_110KV | HALLIYALA(TADAKANAHALLI)_33KV | 11.5 | Yes | 33 KV Hallur | 0.5 | Coyote | No | Hirekabbar,anaji,guddadamadapura,angaragatti,nagavanda. | HAVERI | HUBBALLI | 2 | RATTIHALLI | HAVERI | 4 | HAVERI | 03
HAVERI_220KV | SAVANUR_110KV | 1 |  |  | Hulagur | STATION | SC | SAVANUR_110KV | GUDIGERI_33KV | 18 | Yes | Hulagur_33 KV | 8 | Rabbit | No | Gudageri | DHARWAD | HUBBALLI | 2 | KUNDAGOL | HUBBALLI | 5 | HUBBALLI | 04
HAVERI_220KV | SAVANUR_110KV | 1 | 1 | A | Hattimattur | STATION | SC | SAVANUR_110KV | HATTIMATTUR_33KV | 10 | No |  |  | Coyote | No | Kaliwala,vadnikoppa,shiddapur,ichhangi,NJY KBT,hiremalalli,nadineeralagi,heremugadhur,masari,hattimattur,naykerur,hesharur. | HAVERI | HUBBALLI | 2 | SAVANUR | HAVERI | 4 | HAVERI | 03
HAVERI_220KV | SAVANUR_110KV | 1 | 2 | B | Bankapur | STATION | SC | SAVANUR_110KV | BANKAPUR_33KV | 16 | No |  |  | Coyote | No | Bankapura,kundur.hotanahalli.kalyan,hunagunda,tavarmellihalli,chandapur | HAVERI | HUBBALLI | 2 | SHIGGAON | HAVERI | 4 | HAVERI | 03
HAVERI_220KV | SAVANUR_110KV | 2 | 3 | C | Hulagur | STATION | SC | SAVANUR_110KV | HULAGUR_33KV | 14.25 | No |  |  | Coyote | No | Attigeri.hulagur,basavanal,kengapur,belavalakoppa,hirebendigeri | HAVERI | HUBBALLI | 2 | SHIGGAON | HAVERI | 4 | HAVERI | 03
HAVERI_220KV | SAVANUR_110KV | 2 |  |  | Nayikerur(Hesarur) | STATION | SC | SAVANUR_110KV | HESARUR(NAYIKERUR)_33KV | 29 | Yes | Hulagur | 1 | Coyote/Rabbit | No | Basavanakoppa,honakoppa,bairapura,krishnapura,shiddapur,hesharur | HAVERI | HUBBALLI | 2 | SAVANUR | HAVERI | 4 | HAVERI | 03
HAVERI_220KV | SHIGGAON_110KV | 1 | 1 | A | 33 KV KPCL Solar Line | IPP | SC | 33 KV KPCL Solar Line | SHIGGAON_110KV | 10 | No |  |  | Coyote | No | kpcl solar 33 kv to 110 shiggaun station | HAVERI | HUBBALLI | 2 | SHIGGAON | HAVERI | 4 | HAVERI | 03
HAVERI_220KV | SHIGGAON_110KV | 1 | 2 | B | 33 KV Ambuja line | HT | SC | SHIGGAON_110KV | 33 KV Ambuja line | 9 | No |  |  | Coyote | No | factory | HAVERI | HUBBALLI | 2 | SHIGGAON | HAVERI | 4 | HAVERI | 03
HAVERI_220KV | SHIGGAON_110KV | 1 | 3 | C | Shiggaon | STATION | SC | SHIGGAON_110KV | SHIGGAON_33KV | 4 | No |  |  | Rabbit | No | Jakkinakatti,kurasapur,mottalli,KSRP,hanumanhalli | HAVERI | HUBBALLI | 2 | SHIGGAON | HAVERI | 4 | HAVERI | 03
HAVERI_220KV | TILAVALLI_110KV | 1 | 1 | A | Kalakeri | STATION | SC | TILAVALLI_110KV | KALAKERI(TILUVALLI)_33KV | 14 | No |  |  | Coyote | No | Kalakeri,basapura,tavaragoppa,didagur,kalakeri,uppunshi,somasagar,kanneswar | HAVERI | HUBBALLI | 2 | HANGAL | HAVERI | 4 | HAVERI | 03
HAVERI_220KV | TILAVALLI_110KV | 1 | 2 | B | 33 KV KNNL | LIS | SC | TILAVALLI_110KV | 33 KV KNNL Guddad mallapur | 6.5 | No |  |  | Coyote | No | Guddad Mallapur | HAVERI | HUBBALLI | 2 | HANGAL | HAVERI | 4 | HAVERI | 03
HAVERI_220KV | TILAVALLI_110KV | 1 |  |  | Byathnal | LIS | SC | TILAVALLI_110KV | Byathnal | 6.5 | yes | 33 KV KNNL Guddad Mallapur | 6 | Coyote | No | Byathnal | HAVERI | HUBBALLI | 2 | HANGAL | HAVERI | 4 | HAVERI | 03
HAVERI_220KV | TILAVALLI_110KV | 1 | 3 | C | Sheshagiri | STATION | SC | TILAVALLI_110KV | SHESHAGIRI_33KV | 3 | No |  |  | Rabbit | No | Sheshagiri,ip makarvalli,shadaguppi,janganakoppa,kondoji,yattinahalli,gondhi,hirekonshi,honkana,tilavalli LIS | HAVERI | HUBBALLI | 2 | HANGAL | HAVERI | 4 | HAVERI | 03
HAVERI_220KV | TILAVALLI_110KV |  |  |  | 33 Kv Hirekonshi | LIS | SC | 33 Kv Sheshagiri | 33 Kv Hirekonshi | 9 | No |  |  | Coyote | No | lift irregation | HAVERI | HUBBALLI | 2 | HANGAL | HAVERI | 4 | HAVERI
RANEBENNUR_220KV | TUMMINAKATTI_110KV |  |  |  | kUPPELUR | LIS | SC | TUMMINAKATTI_110KV | KUPPELUR_33KV | 8 | No |  |  | Coyote/Rabbit | No | Chikkamaganur,nittur,kolli,kuppeluru,kotihal,malanayaknhalli. | HAVERI | HUBBALLI | 2 | RANEBENNUR | HAVERI | 4 | HAVERI
RANEBENNUR_220KV | TUMMINAKATTI_110KV |  |  |  | Anur LIS | LIS | SC | TUMMINAKATTI_110KV | Anur LIS_33KV | 13.05 | No |  |  | Coyote | No | Anur | HAVERI | HUBBALLI | 2 | RANEBENNUR | HAVERI | 4 | HAVERI
RANEBENNUR_220KV | TUMMINAKATTI_110KV |  |  |  | Asundhi Lis | LIS | SC | TUMMINAKATTI_110KV | Asundhi Lis_33KV | 9.7 | No |  |  | Coyote | No | Asundhi | HAVERI | HUBBALLI | 2 | RANEBENNUR | HAVERI | 4 | HAVERI
KARWAR_220KV | BALEGULI(ANKOLA)_110KV | 1 | 1 | A | 33KV Mastikatta | STATION | SC | ANKOLA(BALEGULI)_110KV | MASTIKATTA_33KV | 22.6 | No |  |  | Coyote | Yes | Mastikatta | UTTAR KANNADA | HUBBALLI | 2 | Ankola | Sirsi | 6 | KARWAR | 05
KARWAR_220KV | BALEGULI(ANKOLA)_110KV | 1 | 5 | F | Hadingadde water Supply | WATER SUPPLY |  | ANKOLA(BALEGULI)_110KV | AEE water Supply | 3 | NO |  |  | Rabbit | Yes | Water supply | UTTAR KANNADA | HUBBALLI | 2 | Ankola | Sirsi | 6 | KARWAR | 05
KARWAR_220KV | BALEGULI(ANKOLA)_110KV | 1 | 7 | G | 33KV Gullapur | STATION | SC | ANKOLA(BALEGULI)_110KV | GULLAPUR_33KV | 53 | Yes | MASTIKATTA_33KV | 30.4 | Coyote | Yes | Gullapur | UTTAR KANNADA | HUBBALLI | 2 | Yellapur | Sirsi | 6 | KARWAR | 05
KARWAR_220KV | BALEGULI(ANKOLA)_110KV | 2 | 2 | B | 33KV Ankola | STATION | SC | ANKOLA(BALEGULI)_110KV | ANKOLA_33KV | 14 | No |  |  | Rabbit | Yes | Ankola | UTTAR KANNADA | HUBBALLI | 2 | Ankola | Sirsi | 6 | KARWAR | 05
KARWAR_220KV | BALEGULI(ANKOLA)_110KV | 2 | 3 | C | Mudaga | HT | SC | ANKOLA(BALEGULI)_110KV | Mudaga | 16 | NO |  |  | Coyote | Yes | Mudga | UTTAR KANNADA | HUBBALLI | 2 | Karwar | Sirsi | 6 | KARWAR | 05
KARWAR_220KV | BALEGULI(ANKOLA)_110KV | 1 | 4 | D | NK Bail (SEA BIRD) | HT | SC | ANKOLA(BALEGULI)_110KV | NK Bail Navvy 33KV station | 11 | No |  |  | Coyote | Yes | Deffence Area | UTTAR KANNADA | HUBBALLI | 2 | Karwar | Sirsi | 6 | KARWAR | 05
AMBEWADI_220KV | GANESHGUDI_110KV | 1 | 1 | A | 33KV Joida | STATION | SC | GANESHGUDI_110KV | JOIDA_33KV | 25 | No |  |  | Rabbit | Yes | Joida | UTTAR KANNADA | HUBBALLI | 2 | Dandeli | Sirsi | 6 | KARWAR | 05
HAVERI_220KV | HANGAL_110KV | 1 | 6 | F | 33KV Pala | STATION | SC | HANGAL_110KV | PALA_33KV | 12 | No |  |  | Coyote | Yes | Pala | UTTAR KANNADA | HUBBALLI | 2 | Sirsi | Sirsi | 6 | KARWAR | 05
HAVERI_220KV | HANGAL_110KV | 2&3 | 4 | D | 33KV Dasankoppa | STATION | SC | HANGAL_110KV | DASANKOPPA_33KV | 4 | No |  |  | Coyote | Yes | Dasankoppa | UTTAR KANNADA | HUBBALLI | 2 | Sirsi | Sirsi | 6 | KARWAR | 05
KARWAR_220KV | HONNAVAR_110KV | 1 | 1 | A | 33KV Gerusoppa | STATION | SC | HONNAVAR_110KV | GERUSOPPA_33KV | 46 | No |  |  | Coyote | Yes | Gerusoppa | UTTAR KANNADA | HUBBALLI | 2 | Honnavar | Sirsi | 6 | KARWAR | 05
KARWAR_220KV | SHEJWAD(KARWAR)_110KV | 2 | 1 | A | 33KV Kone | STATION | DC | SHEJWAD(KARWAR)_110KV | KONE_33KV | 5 | No |  |  | Rabbit | Yes | Kone | UTTAR KANNADA | HUBBALLI | 2 | Karwar | Sirsi | 6 | KARWAR | 05
KARWAR_220KV | SHEJWAD(KARWAR)_110KV | 2 | 2 | B | 33KV Hankon | STATION | SC | SHEJWAD(KARWAR)_110KV | HANKON_33KV | 19.6 | No |  |  | Coyote | Yes | Hankon | UTTAR KANNADA | HUBBALLI | 2 | Karwar | Sirsi | 6 | KARWAR | 05
KARWAR_220KV | SHEJWAD(KARWAR)_110KV | 1 | 3 | C | 33KV Kadra | STATION | SC | SHEJWAD(KARWAR)_110KV | KADRA_33KV | 30.8 | No |  |  | Coyote | Yes | Kadra | UTTAR KANNADA | HUBBALLI | 2 | Karwar | Sirsi | 6 | KARWAR | 05
KARWAR_220KV | SHEJWAD(KARWAR)_110KV | 1 | 3 | A | 33KV Siddar | STATION | SC | SHEJWAD(KARWAR)_110KV | SIDDAR_33KV | 12.78 | YES | 33KV Kadra | 0.78 | Coyote | Yes | Siddar | UTTAR KANNADA | HUBBALLI | 2 | Karwar | Sirsi | 6 | KARWAR | 05
AMBEWADI_220KV | KIRAVATTI_110KV | 1 | 1 | A | 33KV Yellapur | STATION | SC | KIRUVATTI_110KV | YELLAPUR_33KV | 23 | No |  |  | Coyote | Yes | Yellapur | UTTAR KANNADA | HUBBALLI | 2 | Yellapur | Sirsi | 6 | KARWAR | 05
SIRSI_220KV | KUMTA_110KV | 1 | 1 | A | 33KV Gokarna | STATION | SC | KUMTA_110KV | GOKARNA_33KV | 30 | No |  |  | Coyote | Yes | Gokarna | UTTAR KANNADA | HUBBALLI | 2 | Kumata | Sirsi | 6 | KARWAR | 05
SIRSI_220KV | KUMTA_110KV | 1 | 1 | B | Diwalli Water Supply | WATER SUPPLY | SC | KUMTA_110KV | Diwalli Water Supply | 22 | Yes | MORAKAL_33KV | 3 | Rabbit | Yes | Water supply | UTTAR KANNADA | HUBBALLI | 2 | Kumata | Sirsi | 6 | KARWAR | 05
SIRSI_220KV | KUMTA_110KV | 1 | 2 | B | 33KV Morakal | STATION | SC | KUMTA_110KV | MORAKAL_33KV | 19.6 | No |  |  | Rabbit | Yes | Morakal | UTTAR KANNADA | HUBBALLI | 2 | Kumata | Sirsi | 6 | KARWAR | 05
SIRSI_220KV/KARWAR_220KV | MURDESHWAR_110KV | 1&2 | 1 | A | 33KV Kasarkod | STATION | SC | MURDESHWAR_110KV | KASARKOD_33KV | 25 | No |  |  | Coyote | Yes | Kasarkod | UTTAR KANNADA | HUBBALLI | 2 | Honnavar | Sirsi | 6 | KARWAR | 05
SIRSI_220KV/KARWAR_220KV | MURDESHWAR_110KV | 1&2 | 2 | B | 33KV Manki | STATION | SC | MURDESHWAR_110KV | MANKI_33KV | 0.5 | No |  |  | Coyote | Yes | Manki | UTTAR KANNADA | HUBBALLI | 2 | Honnavar | Sirsi | 6 | KARWAR | 05
SIRSI_220KV/KARWAR_220KV | MURDESHWAR_110KV | 1&2 | 2 | B | 33KV Bhatkal | STATION | SC | MURDESHWAR_110KV | HEBLE(BHATKAL)_33KV | 16 | No |  |  | Coyote | Yes | Heble | UTTAR KANNADA | HUBBALLI | 2 | Bhatkal | Sirsi | 6 | KARWAR | 05
BAGALKOT_220KV | BADAMI_110KV | 1 | 1 | A | HOLEALUR_33KV | STATION | SC | BADAMI_110KV | HOLEALUR_33KV (Alternate Source) | 16 | No |  |  | Rabbit | No | Holealuru | GADAG | HUBBALLI | 2 | RON | GADAG |  | HUBBALLI | 04
GADAG_220KV | BELLATTI_110KV | 1 | 2 | A | SURANAGI_33KV | STATION | SC | BELLATTI_110KV | SURANAGI_33KV | 12 | No |  |  | Rabbit | yes | Suranagi | GADAG | HUBBALLI | 2 | SHIRHATTI | GADAG |  | HUBBALLI | 04
GADAG_220KV | BELLATTI_110KV | 1 | 1 | B | HOLEITAGI_33KV | STATION | SC | BELLATTI_110KV | HOLEITAGI_33KV | 18 | yes | LIS Holeitagi_33 KV | 6 | Rabbit | No | Holeitagi | GADAG | HUBBALLI | 2 | SHIRHATTI | GADAG |  | HUBBALLI | 04
GADAG_220KV | BELLATTI_110KV | 1 | 3 | C | RWSS_Jalwadagi_WS | WATER SUPPLY | SC | BELLATTI_110KV | RWSS_Jalwadagi_WS | 41.1 | No |  |  | Coyote | No | Jalawadagi, suganalli | GADAG | HUBBALLI | 2 | MUNDARGI | GADAG |  | HUBBALLI | 04
NARENDRA_220KV | BELUR_110KV | 3 | 2 | B | Unideritend | HT | SC | BELUR_110KV | Unideritend & Uni Abex | 3.4 | No |  |  | Coyote | No | Beluru | DHARWAD | HUBBALLI | 2 | DHARWAD | HUBBALLI | 5 | HUBBALLI | 04
NARENDRA_220KV | BELUR_110KV | 3 | 3 | C | Tata-1 | HT | SC | BELUR_110KV | TATA - 1 | 5 | No |  |  | Coyote | No | Beluru | DHARWAD | HUBBALLI | 2 | DHARWAD | HUBBALLI | 5 | HUBBALLI | 04
NARENDRA_220KV | BELUR_110KV | 5 | 4 | D | Tata-2 | HT | SC | BELUR_110KV | TATA - 2 | 5 | No |  |  | Coyote | No | Beluru | DHARWAD | HUBBALLI | 2 | DHARWAD | HUBBALLI | 5 | HUBBALLI | 04
NARENDRA_220KV | BELUR_110KV | 5 | 5 | E | Southernferow | HT | SC | BELUR_110KV | Southernferow, Goa Minerals & Shilpa Medicare | 3.7 | No | Goa Minerals & Shilpa Medicare | 3.2 | Coyote, Rabbit & UG Cable | No | Beluru | DHARWAD | HUBBALLI | 2 | DHARWAD | HUBBALLI | 5 | HUBBALLI | 04
NARENDRA_220KV | BELUR_110KV | 3 | 1 |  | UAS | HT | SC | BELUR_110KV | RPA, ADM & U flux | 19.1 | Yes | RPA ,ADM & U flux | 3.1 | Coyote , Rabbit & UG Cable | No | Beluru | DHARWAD | HUBBALLI | 2 | DHARWAD | HUBBALLI | 5 | HUBBALLI | 04
GADAG_220KV | DAMBAL_110KV | 1 | 1 | A | Dambala W/S | WATER SUPPLY | SC | DAMBAL_110KV | Dambal W/S | 6 | No |  |  | Rabbit | No | Dambal | GADAG | HUBBALLI | 2 | MUNDARGI | GADAG |  | HUBBALLI | 04
GADAG_220KV | GADAG_110KV | 1 | 4 |  | Pioneer | IPP | SC | GADAG_110KV | Pioneer & KHB Kalasapur Road Gadag | 30 | Yes | KHB Kalasapur Road Gadag | 2.5 (DC) | Coyote & Rabbit | No | Gadag | GADAG | HUBBALLI | 2 | GADAG | GADAG |  | HUBBALLI | 04
GADAG_220KV | GADAG_110KV | 2 | 6 | A | HULAKOTI_33KV | STATION | SC | GADAG_110KV | HULAKOTI_33KV | 12 | No |  |  | Coyote | No | Hulakoti | GADAG | HUBBALLI | 2 | GADAG | GADAG |  | HUBBALLI | 04
GADAG_220KV | GADAG_110KV | 2 | 5 | B | LAKKUNDI_33KV | STATION | SC | GADAG_110KV | LAKKUNDI_33KV | 19 | Yes | Singatarayanakeri W/S | 3 | Coyote & Rabbit | No | Lakkundi | GADAG | HUBBALLI | 2 | GADAG | GADAG |  | HUBBALLI | 04
GADAG_220KV | GADAG_110KV | 1 | 1 | C | Kappattagudda | IPP | SC | Kappattagudda | GADAG_110KV | 35 | No |  |  | Rabbit | No | Kappattagudda | GADAG | HUBBALLI | 2 | MUNDARGI | GADAG |  | HUBBALLI | 04
GADAG_220KV | GADAG_110KV | 1 | 2 | D | Mallasamudra | IPP | SC | Mallasamudra | GADAG_110KV | 5 | No |  |  | Rabbit | No | Mallasamudra | GADAG | HUBBALLI | 2 | GADAG | GADAG |  | HUBBALLI | 04
GADAG_220KV | GADAG_110KV | 1 | 3 | E | Nagavi | IPP | SC | Nagavi | GADAG_110KV | 17.2 | No |  |  | Rabbit & Cable | No | Nagavi | GADAG | HUBBALLI | 2 | GADAG | GADAG |  | HUBBALLI | 04
GADAG_220KV | GADAG_110KV | 2 | 7 | F | TDPL-1 | IPP | DC | TDPL-1 | GADAG_110KV | 30 | No |  |  | Rabbit | No | Doni | GADAG | HUBBALLI | 2 | GADAG | GADAG |  | HUBBALLI | 04
GADAG_220KV | GADAG_110KV | 2 | 8 | G | TDPL-2 | IPP |  | TDPL-2 | GADAG_110KV |  | No |  |  | Rabbit | No | Doni | GADAG | HUBBALLI | 2 | GADAG | GADAG |  | HUBBALLI | 04
GADAG_220KV | GAJENDRAGAD_110KV | 1 | 1 | A | RRB-1 IPP | IPP | SC | RRB-1 IPP | GAJENDRAGAD_110KV | 4 | No |  |  | Rabbit | No | KalKaleshwar | GADAG | HUBBALLI | 2 | GAJENDRAGAD | GADAG |  | HUBBALLI | 04
GADAG_220KV | GAJENDRAGAD_110KV | 1 | 2 | B | RRB-2 IPP | IPP | SC | RRB-2 IPP | GAJENDRAGAD_110KV | 4 | No |  |  | Rabbit | No | KalKaleshwar | GADAG | HUBBALLI | 2 | GAJENDRAGAD | GADAG |  | HUBBALLI | 04
GADAG_220KV | GAJENDRAGAD_110KV | 2 | 3 | C | RRB-3 IPP | IPP | SC | RRB-3 IPP | GAJENDRAGAD_110KV | 4 | No |  |  | Rabbit | No | KalKaleshwar | GADAG | HUBBALLI | 2 | GAJENDRAGAD | GADAG |  | HUBBALLI | 04
GADAG_220KV | GAJENDRAGAD_110KV | 2 | 4 | D | RRB-4 IPP | IPP | SC | RRB-4 IPP | GAJENDRAGAD_110KV | 4 | No |  |  | Rabbit | No | KalKaleshwar | GADAG | HUBBALLI | 2 | GAJENDRAGAD | GADAG |  | HUBBALLI | 04
BIDNAL_220KV | GOPANAKOPPA_110KV | 2 | 1 | A | KIMS_33KV | STATION | SC | GOPANAKOPPA_110KV | KIMS_33KV | 4 | No |  |  | UG Cable | No | Hubli | DHARWAD | HUBBALLI | 2 | HUBBALLI | HUBBALLI | 5 | HUBBALLI | 04
BIDNAL_220KV | GOPANAKOPPA_110KV | 1 | 2 | B | KUSUGALROAD_33KV | STATION | SC | GOPANAKOPPA_110KV | KUSUGALROAD_33KV | 6.5 | No |  |  | Coyote | No | Hubli | DHARWAD | HUBBALLI | 2 | HUBBALLI | HUBBALLI | 5 | HUBBALLI | 04
AMBEWADI_220KV | ALLOLLI(HALIYAL)_110KV | 1 | 1 | A | Alnawar | STATION | SC | ALLOLLI(HALIYAL)_110KV | (ALNAVAR_33KV Station Dismantled) Arwatagi (Alternate Source) | 12 | No |  |  | Coyote | No | Arwatagi | DHARWAD | HUBBALLI | 2 | ALNAVAR | HUBBALLI | 5 | HUBBALLI | 04
GADAG_220KV | HIREHAL_110KV | 1 | 2 | A | Holealur_33KV | STATION | SC | HIREHAL_110KV | HOLEALUR_33KV | 12 | No |  |  | Coyote | No | Holealuru | GADAG | HUBBALLI | 2 | RON | GADAG |  | HUBBALLI | 04
SRS_HUBLI_220KV | TARIHAL_110KV | 1 | 1 |  | Industrial Estate 33 KV | HT+Station | SC | TARIHAL_110KV | IE Hubballi_33KV & Unakal GIS_33KV & Southernferow | 14.33 | YES | Unkal GIS & Southernferow HT | 2.05 & 0.28 | Coyote & UG | No | Hubli | DHARWAD | HUBBALLI | 2 | HUBBALLI | HUBBALLI | 5 | HUBBALLI | 04
SRS_HUBLI_220KV | KADANAKOPPA_110KV | 1 | 1 | A | Dummawad | STATION | SC | KADANAKOPPA_110KV | DUMMAWAD_33KV | 16 | yes | Murdeshwara Ceramics | 4 | Coyote | No | Dummawad | DHARWAD | HUBBALLI | 2 | DHARWAD | HUBBALLI | 5 | HUBBALLI | 04
BIDNAL_220KV | KONNUR_110KV | 1 | 2 | A | Sureban | STATION | SC | KONNUR_110KV | SHIROL_33KV | 12 | No |  |  | Coyote | No | Shirol | GADAG | HUBBALLI | 2 | NARGUND | GADAG | 0 | HUBBALLI | 04
BIDNAL_220KV | KONNUR_110KV | 1 | 1 | C | Enercon wind | IPP | SC | Enercon wind | KONNUR_110KV | 15 | No |  |  | Coyote | No | Sureban | GADAG | HUBBALLI | 2 | NARGUND | GADAG |  | HUBBALLI | 04
NARENDRA_220KV | LAKKAMANAHALLI_110KV | 1 | 2 | A | Alnawar | STATION | SC | LAKKAMANAHALLI_110KV | ALNAVAR_33KV | 42.5 | yes | Nigadi+ Arwatagi | 7+0.5 | Rabbit+ Coyote+ UG Cable | No | Alnavar | DHARWAD | HUBBALLI | 2 | ALNAVAR | HUBBALLI | 5 | HUBBALLI | 04
NARENDRA_220KV | MRUTHYUNJAYNAGAR_110KV | 1 | 2 | A | Uppinabetageri | STATION | SC | MRUTHYUNJAYNAGAR_110KV | UPPINBETAGERI_33KV | 18 | yes | Madihal | 2 | Coyote & Rabbit | No | Uppinabetageri | DHARWAD | HUBBALLI | 2 | DHARWAD | HUBBALLI | 5 | HUBBALLI | 04
NARENDRA_220KV | MRUTHYUNJAYNAGAR_110KV | 1 | 1 | B | Amminabhavi W/S | WATER SUPPLY | SC | MRUTHYUNJAYNAGAR_110KV | Amminabhavi W/S | 8 | No |  |  | Coyote | No | Amminabahvi | DHARWAD | HUBBALLI | 2 | DHARWAD | HUBBALLI | 5 | HUBBALLI | 04
GADAG_220KV | MUNDARGI_110KV | 1 | 1 | A | SINGATALUR_33KV | STATION | SC | MUNDARGI_110KV | SINGATALUR_33KV (Station Dismantled) | 32.5 | yes | Korlahalli W/S & Hammagi W/S | 0.5+12 | Coyote & Rabbit | No | Singatalur | GADAG | HUBBALLI | 2 | MUNDARGI | GADAG |  | HUBBALLI | 04
GADAG_220KV | RON_110KV | 1 | 1 | A | Mushigeri | STATION | SC | RON_110KV | MUSHIGERI_33KV | 22 | No |  |  | Coyote | No | MUSHIGERI | GADAG | HUBBALLI | 2 | RON | GADAG | 5 | HUBBALLI | 04
SAUNDATTI_220KV | SAUNDATTI_110KV | 2 | 1 | A | Amminabhavi W/S | WATER SUPPLY | SC | SAUNDATTI_110KV | Amminabhagi W/S ( From Inamahangal Amminabhavi W/S ) | 12 | No |  |  | Coyote | No | Amminabahvi | DHARWAD | HUBBALLI | 2 | DHARWAD | HUBBALLI | 5 | HUBBALLI | 04
HAVERI_220KV | SAVANUR_110KV | 1 | 1 |  | SSM | STATION | SC | Laxmeswar_110KV | GUDIGERI_33KV | 20 | Yes | Hesarur_33 KV(Havri) |  | Rabiit & Coyote | No | Gudageri | DHARWAD | HUBBALLI | 2 | KUNDAGOL | HUBBALLI | 5 | HUBBALLI | 04
SRS_HUBLI_220KV | SRS_HUBLI_220KV | 2 | 1 | A | INDUSTRIALESTATE_33KV | STATION | SC | SRS_HUBLI_220KV | INDUSTRIALESTATE_33KV | 8 | yes | Murdeshwara Ceramics | 1.5 | Coyote | No | Hubli | DHARWAD | HUBBALLI | 2 | HUBBALLI | HUBBALLI | 5 | HUBBALLI | 04
SRS_HUBLI_220KV | SRS_HUBLI_220KV | 1 | 2 | B | SAUNSHI_33KV | STATION | SC | SRS_HUBLI_220KV | SAUNSHI_33KV | 33.5 | yes | Kundagol S/S & Dosti Reality | 1+2.5 | Coyote | No | Saunshi | DHARWAD | HUBBALLI | 2 | KUNDAGOL | HUBBALLI | 5 | HUBBALLI | 04
SRS_HUBLI_220KV | SRS_HUBLI_220KV | 2 | 3 | C | VRL | HT | SC | SRS_HUBLI_220KV | VRL | 28 | yes | Fortune | 6 | Coyote & Rabbit | No | Varur | DHARWAD | HUBBALLI | 2 | HUBBALLI | HUBBALLI | 5 | HUBBALLI | 04
SRS_HUBLI_220KV | TARIHAL_110KV | 1 | 2 | A | Dummawad | STATION | SC | TARIHAL_110KV | DUMMAWAD_33KV (Alternate Source) | 14 | yes | Spicer India | 0.01 | Rabbit | No | Dummawad | DHARWAD | HUBBALLI | 2 | DHARWAD | HUBBALLI | 5 | HUBBALLI | 04
NARENDRA_220KV | LAKKAMANAHALLI_110KV | 4 | 3 |  | Rayapur GIS | STATION | SC | LAKKAMANAHALLI_110KV | Rayapur GIS _33KV | 1.6+3.5 | No |  |  | Coyote +UG | No | RAYAPUR DHARWAD | DHARWAD | HUBBALLI | 2 | DHARWAD | HUBBALLI | 5 | HUBBALLI | 4
NARENDRA_220KV | LAKKAMANAHALLI_110KV | 3 | 2 |  | Vidhyagiri GIS | STATION | SC | LAKKAMANAHALLI_110KV | Vidhyagiri GIS _33KV | 2.7 | No |  |  | UG | No | VIDYAGIRI DHARWAD | DHARWAD | HUBBALLI | 2 | DHARWAD | HUBBALLI | 5 | HUBBALLI | 4
SRS_HUBLI_220KV | AKSHAY COLONY_110KV | 1 | 1 |  | KIMS (Alternate Source) | STATION | SC | AKSHAY COLONY_110KV | KIMS (Alternate Source) | 4.5 | No |  |  | UG | No | KIMS HUBLI | DHARWAD | HUBBALLI | 2 | HUBLI | HUBBALLI | 5 | HUBBALLI | 4
SRS_HUBLI_220KV | TARIHAL_110KV | 1 | 3 |  | AIR PORT SOLAR IPP-1 | IPP | SC | TARIHAL_110KV | AIR PORT | 3.6 | No |  |  | UG | No | AIR PORT | DHARWAD | HUBBALLI | 2 | HUBLI | HUBBALLI | 5 | HUBBALLI | 4
SRS_HUBLI_220KV | TARIHAL_110KV | 1 | 4 |  | AIR PORT SOLAR IPP-2 | IPP | SC | TARIHAL_110KV | AIR PORT | 3.6 | No |  |  | UG | No | AIR PORT | DHARWAD | HUBBALLI | 2 | HUBLI | HUBBALLI | 5 | HUBBALLI | 4
AMBEWADI_220KV | ALNAWAR_110 KV | 1 | 1 |  | ARAVATAGI | Station | SC | ALNAWAR_110 KV | ARAVATAGI _33KV | 10 | No |  |  | Rabbit | No | ARAVATAGI | DHARWAD | HUBBALLI | 2 | DHARWAD | HUBBALLI | 5 | HUBBALLI | 4
GHATAPRABHA_220KV | ANKALAGI_110KV | 1 | 1 | A | 33kv Khanagon | STATION | SC | ANKALAGI_110KV | KHANAGAON_33KV | 20 | No |  |  | Coyote | No | Khanagon Village | BELAGAVI | BELAGAVI | 1 | GOKAK | BELAGAVI | 2 | BELAGAVI | 02
GHATAPRABHA_220KV | ANKALAGI_110KV | 1 |  |  | 33kv Nesargi | STATION | SC | ANKALAGI_110KV | NESARGI_33KV | 35.8 | Yes | 33kv Khanagon | 15.8 | Coyote | No | Nesargi Village | BELAGAVI | BELAGAVI | 1 | BAILHONGAL | BELAGAVI | 2 | BELAGAVI | 02
CHIKKODI_220KV | ANKALI_110KV | 2 | 1 | A | 33 KV Khotwadi ( Station Dismantled) | STATION | SC | ANKALI_110KV | KHOTAWDI_33KV | 8 | No |  |  | Coyote | No | Kotawadi Village | BELAGAVI | BELAGAVI | 1 | CHIKKODI | CHIKKODI | 3 | BELAGAVI | 02
CHIKKODI_220KV | ANKALI_110KV | 2 |  |  | 33 KV Shiraguppi | STATION | SC | ANKALI_110KV | SHIRAGUPPI_33KV | 13 | Yes | 33 KV Khotwadi | 5 | Coyote/Rabbit | No | Shiraguppi Village | BELAGAVI | BELAGAVI | 1 | CHIKKODI | CHIKKODI | 3 | BELAGAVI | 02
CHIKKODI_220KV | ANKALI_110KV | 1 | 2 | B | 33 KV Nandikurali | STATION | SC | ANKALI_110KV | NANDIKURLI_33KV | 10 | No |  |  | Coyote | No | Nandikurli village | BELAGAVI | BELAGAVI | 1 | RAIBAG | CHIKKODI | 3 | BELAGAVI | 02
ATHANI_220KV | ATHANI_110KV | 1 | 1 | A | F01 Nandagaon | STATION | SC | ATHANI_110KV | NANDAGAON_33KV | 10.5 | No |  |  | Coyote/Rabbit | No | Nandagoan Village | BELAGAVI | BELAGAVI | 1 | ATHANI | CHIKKODI | 3 | BELAGAVI | 02
ATHANI_220KV | ATHANI_110KV | 1 | 2 | B | F02 Shirahatti | STATION | SC | ATHANI_110KV | SHIRAHATTI_33KV | 21 | No |  |  | Coyote | No | Shirahatti Village | BELAGAVI | BELAGAVI | 1 | ATHANI | CHIKKODI | 3 | BELAGAVI | 02
ATHANI_220KV | ATHANI_110KV | 2 | 3 | C | F03 Jambagi | STATION | SC | ATHANI_110KV | JAMBAGI_33KV | 17.34 | No |  |  | Coyote | No | Jambagi Village | BELAGAVI | BELAGAVI | 1 | ATHANI | CHIKKODI | 3 | BELAGAVI | 02 | Idle line
ATHANI_220KV | ATHANI_110KV | 2 |  |  | 33KV Shirur | STATION | SC | ATHANI_110KV | SHIRUR_33KV | 26.14 | Yes | F03 Jambagi | 8.8 | Coyote | No | Shirur Village | BELAGAVI | BELAGAVI | 1 | ATHANI | CHIKKODI | 3 | BELAGAVI | 02 | Idle line
ATHANI_220KV | ATHANI_110KV | 2 | 4 | D | F04 Muragundi | STATION | SC | ATHANI_110KV | MURAGUNDI_33KV | 14 | No |  |  | Coyote | No | Muragundi Village | BELAGAVI | BELAGAVI | 1 | ATHANI | CHIKKODI | 3 | BELAGAVI | 02
ATHANI_220KV | ATHANI_110KV | 2 |  |  | 33 KV Athani | STATION | SC | ATHANI_110KV | ATHANI TOWN_33KV | 9.2 | Yes | F04 Muragundi | 3.2 | Coyote | No | Athani Town | BELAGAVI | BELAGAVI | 1 | ATHANI | CHIKKODI | 3 | BELAGAVI | 02
ATHANI_220KV | ATHANI_110KV | 3 | 5 | E | F6 Halyal | STATION | SC | ATHANI_110KV | HALLIYAL_33KV (Station Dismantled) | 12.22 | No |  |  | Coyote | No | Haliyal Village | BELAGAVI | BELAGAVI | 1 | ATHANI | CHIKKODI | 3 | BELAGAVI | 02 | Station Dismantled
ATHANI_220KV | ATHANI_110KV | 3 |  |  | 33 KV Sankonatti | STATION | SC | ATHANI_110KV | SANKONATTI_33KV | 10.78 | Yes | F6 Halyal | 2.78 | Coyote | No | Sankonatti Village | BELAGAVI | BELAGAVI | 1 | ATHANI | CHIKKODI | 3 | BELAGAVI | 02
M.K. HUBLI_220KV | BAILHONGAL_110KV | 1 | 1 | A | 33kv Sampgavi | STATION | SC | BAILHONGAL_110KV | SAMPAGAON_33KV | 12 | No |  |  | Coyote | No | SampagaonVillages | BELAGAVI | BELAGAVI | 1 | BAILHONGAL | BELAGAVI | 2 | BELAGAVI | 02
M.K. HUBLI_220KV | BAILHONGAL_110KV | 1 |  |  | 33kv Neghinal | STATION | SC | BAILHONGAL_110KV | NEGINAL_33KV | 14 | Yes | 33kv Sampgavi | 7 | Coyote | No | Neghinal Villages | BELAGAVI | BELAGAVI | 1 | BAILHONGAL | BELAGAVI | 2 | BELAGAVI | 02
M.K. HUBLI_220KV | BAILHONGAL_110KV | 1 |  |  | Bevinkoppa (LIS) | LIS | DC | BAILHONGAL_110KV | Bevinkoppa (LIS) | 7.2 | Yes | 33kv Sampgavi | 7 | Coyote/ Rabbit | No | Neghinal + SampagaonVillages | BELAGAVI | BELAGAVI | 1 | BAILHONGAL | BELAGAVI | 2 | BELAGAVI | 02
M.K. HUBLI_220KV | BAILHONGAL_110KV | 1 | 2 | B | 33kv Murgod | STATION | SC | BAILHONGAL_110KV | MURAGOD_33KV | 20 | No |  |  | Coyote |  | Murgod Village | BELAGAVI | BELAGAVI | 1 | SAVADATTI | BELAGAVI | 2 | BELAGAVI | 02
M.K. HUBLI_220KV | BAILHONGAL_110KV | 1 |  |  | 33kv Basava Texile &Basava Metal Indstry | HT | SC | BAILHONGAL_110KV | 33kv Basava Texile &Basava Metal Indstry | 16.3 | Yes | 33kv Murgod | 1.2 | Coyote | No | Murgod Village | BELAGAVI | BELAGAVI | 1 | SAVADATTI | BELAGAVI | 2 | BELAGAVI | 02
CHIKKODI_220KV | CHIKKODI_110KV | 2 | 1 | A | 33 KV Kerur | STATION | SC | CHIKKODI_110KV | KERUR_33KV | 8 | No |  |  | Coyote | No | Kerur Village | BELAGAVI | BELAGAVI | 1 | CHIKKODI | CHIKKODI | 3 | BELAGAVI | 02
CHIKKODI_220KV | CHIKKODI_110KV | 1 | 2 | B | 33 KV Kabbur | STATION | SC | CHIKKODI_110KV | KABBUR_33KV | 22 | No |  |  | Coyote | No | Kabbur Village | BELAGAVI | BELAGAVI | 1 | CHIKKODI | CHIKKODI | 3 | BELAGAVI | 02
CHIKKODI_220KV | CHIKKODI_110KV | 1 |  |  | 33 KV Vijayanagar Line | STATION | SC | CHIKKODI_110KV | VIJAYANAGAR_33KV | 26 | Yes | 33 KV Kabbur | 4 | Coyote | No | Vijayanagar Village | BELAGAVI | BELAGAVI | 1 | CHIKKODI | CHIKKODI | 3 | BELAGAVI | 02
CHIKKODI_220KV | CHIKKODI_110KV | 2 | 3 | C | 33 KV Karoshi | STATION | SC | CHIKKODI_110KV | KAROSHI_33KV | 7 | No |  |  | Coyote | No | Karoshi Village | BELAGAVI | BELAGAVI | 1 | CHIKKODI | CHIKKODI | 3 | BELAGAVI | 02
CHIKKODI_220KV | GALATAGA (BHOJ)_110KV | 1 | 1 | A | 33 KV Kunnur | STATION | SC | GALATAGA (BHOJ)_110KV | KUNNUR_33KV | 15 | No |  |  | Coyote | No | Kunnur Village | BELAGAVI | BELAGAVI | 1 | CHIKKODI | CHIKKODI | 3 | BELAGAVI | 02
CHIKKODI_220KV | GALATAGA (BHOJ)_110KV | 1 | 2 | B | 33 KV Koganolli | STATION | SC | GALATAGA (BHOJ)_110KV | KOGONOLLI_33KV | 21 | No |  |  | Coyote | No | Koganolli Village | BELAGAVI | BELAGAVI | 1 | CHIKKODI | CHIKKODI | 3 | BELAGAVI | 02
GHATAPRABHA_220KV | GHATAPRABHA_110KV | 1&2 | 1 | A | Mantur_33KV | STATION | SC | GHATAPRABHA_110KV | MANTUR_33KV | 18 | No |  |  | Coyote | No | Mantur | BELAGAVI | BELAGAVI | 1 | RAIBAG | BELAGAVI | 2 | BELAGAVI | 02
GHATAPRABHA_220KV | GHATAPRABHA_110KV | 1&2 |  |  | Dandapur Cross | STATION | SC | GHATAPRABHA_110KV | DANDAPUR_33KV | 14.5 | Yes | Mantur_33 KV | 0.5 | Coyote | No | Dandapur | BELAGAVI | BELAGAVI | 1 | RAIBAG | BELAGAVI | 2 | BELAGAVI | 02
GHATAPRABHA_220KV | GHATAPRABHA_110KV | 3 | 2 | B | Kalloli | STATION | SC | GHATAPRABHA_110KV | KALLOLLI_33KV | 20 | No |  |  | Rabbit | No | Kalloli | BELAGAVI | BELAGAVI | 1 | MUDALGI | BELAGAVI | 2 | BELAGAVI | 02
GHATAPRABHA_220KV | GHATAPRABHA_110KV | 3 | 3 | C | GKK Power & Energy Ltd, Gokak Falls (IPP) | HT | SC | GHATAPRABHA_110KV | GKK Power & Energy Ltd, Gokak Falls (IPP) | 8 | No |  |  | Coyote | No | Gokak Falls | BELAGAVI | BELAGAVI | 1 | GOKAK | BELAGAVI | 2 | BELAGAVI | 02
GHATAPRABHA_220KV | GOKAK_110KV | 1 | 1 | A | 33 KV Riddi-Siddi HT | HT | SC | GOKAK_110KV | Riddi-Siddi HT | 12 | No |  |  | Coyote | No | Gokak | BELAGAVI | BELAGAVI | 1 | GOKAK | BELAGAVI | 2 | BELAGAVI | 02
GHATAPRABHA_220KV | Ghataprbha_110KV | 4 |  |  | 33KV Station Markandeya Gokak | STATION | SC | GOKAK_110KV | MARKANDEYANAGAR, GOKAK_33KV | 12.2 | Yes | 33 KV Riddi-Siddi HT | 0.7 | Coyote | No | Gokak | BELAGAVI | BELAGAVI | 1 | GOKAK | BELAGAVI | 2 | BELAGAVI | 02
GHATAPRABHA_220KV | GOKAK_110KV | 1 | 2 | B | Kolavi Sugar Factory (33 KV HT) | HT | SC | GOKAK_110KV | Kolavi Sugar Factory (33 KV HT) | 10 | No |  |  | Coyote | No | Kolavi | BELAGAVI | BELAGAVI | 1 | GOKAK | BELAGAVI | 2 | BELAGAVI | 02
CHIKKODI_220KV | HUKKERI_110KV | 2 | 1 | A | Daddi LIS 33 KV HT | HT | SC | GOKAK_110KV | Daddi LIS 33 KV HT | 26 | No |  |  | Coyote | No | Daddi | BELAGAVI | BELAGAVI | 1 | HUKKERI | BELAGAVI | 2 | BELAGAVI | 02
MAHALINGAPUR_220KV | HIDAKAL_110KV | 2 | 1 | A | Alagawadi | STATION | SC | HIDAKAL_110KV | ALAGAWADI_33KV | 9.2 | No |  |  | Coyote | No | Alagawadi Village | BELAGAVI | BELAGAVI | 1 | RAIBAG | CHIKKODI | 3 | BELAGAVI | 02
MAHALINGAPUR_220KV | HIDAKAL_110KV | 1 | 2 | B | Mytra Solar | IPP |  | Mytra Solar | HIDAKAL_110KV | 15 | No |  |  | Coyote | No | Raibag | BELAGAVI | BELAGAVI | 1 | RAIBAG | CHIKKODI | 3 | BELAGAVI | 02
MAHALINGAPUR_220KV | HIDAKAL_110KV | 1 | 3 | C | F02 Koligudda | STATION | SC | HIDAKAL_110KV | KOLIGUDDA_33KV | 15 | No |  |  | Coyote | No | Koligudda Village | BELAGAVI | BELAGAVI | 1 | RAIBAG | CHIKKODI | 3 | BELAGAVI | 02
BELAGAVI_220KV | KANABARGILAYOUT(AUTONAGAR)_110KV | 1 | 1 | A | Garisson Enginners Airforce, Sambra | HT | SC | KANABARGILAYOUT(AUTONAGAR)_110KV | Garisson Enginners Airforce HT | 7.35 | No |  |  | Coyote/UG Cable | No | Mutaga | BELAGAVI | BELAGAVI | 1 | BELAGAVI | BELAGAVI | 2 | BELAGAVI | 02
BELAGAVI_220KV | KANABARGILAYOUT(AUTONAGAR)_110KV | 1 |  |  | Shree Nagar GIS | STATION | SC | KANABARGILAYOUT(AUTONAGAR)_110KV | SHRINAGAR GIS_33KV | 5.08 | Yes | Garisson Enginners Airforce HT | 7.98 | Coyote/UG Cable/Rabbit | No | BELAGAVI City | BELAGAVI | BELAGAVI | 1 | BELAGAVI | BELAGAVI | 2 | BELAGAVI | 02
BELAGAVI_220KV | KANABARGILAYOUT(AUTONAGAR)_110KV | 1 | 2 | B | Balekundri | STATION | SC | KANABARGILAYOUT(AUTONAGAR)_110KV | BALEKUNDRI_33KV | 19 | No |  |  | Coyote | No | Pant Balekundri. | BELAGAVI | BELAGAVI | 1 | BELAGAVI | BELAGAVI | 2 | BELAGAVI | 02
BELAGAVI_220KV | KANABARGILAYOUT(AUTONAGAR)_110KV | 2 | 3 | C | Kakati | STATION | DC | KANABARGILAYOUT(AUTONAGAR)_110KV | KAKTHI_33KV | 5 | No |  |  | Coyote | No | Kakati. | BELAGAVI | BELAGAVI | 1 | BELAGAVI | BELAGAVI | 2 | BELAGAVI | 02
BELAGAVI_220KV | KANABARGILAYOUT(AUTONAGAR)_110KV | 2 |  |  | Gogte | HT | DC | KANABARGILAYOUT(AUTONAGAR)_110KV | Gogte HT | 6 | Yes | 33KV Kakati | 0.7 | Coyote/ Rabbit | No | Peeranwadi | BELAGAVI | BELAGAVI | 1 | BELAGAVI | BELAGAVI | 2 | BELAGAVI | 02
BELAGAVI_220KV | KANABARGILAYOUT(AUTONAGAR)_110KV | 2 | 4 | D | Mannikeri Suzzlon WPP | IPP | DC | Mannikeri Suzzlon WPP | KANABARGILAYOUT(AUTONAGAR)_110KV | 13 | No |  |  | Coyote | No | WPP at Mannikeri Vg | BELAGAVI | BELAGAVI | 1 | BELAGAVI | BELAGAVI | 2 | BELAGAVI | 02
SAUNDATTI_220KV | KATAKOL_110KV | 1 | 1 | A | 33kv Chunchnur | STATION | SC | KATAKOL_110KV | CHUNCHANUR_33KV | 12.5 | No |  |  | Coyote | No | Chunchanur Village | BELAGAVI | BELAGAVI | 1 | RAMDURGA | BELAGAVI | 2 | BELAGAVI | 02
SAUNDATTI_220KV | KATAKOL_110KV | 1 |  |  | 33kv Katakol | STATION | SC | KATAKOL_110KV | KATAKOL_33KV | 5.5 | Yes | 33kv Chunchnur | 3 | Coyote | No | Katakol Village | BELAGAVI | BELAGAVI | 1 | RAMDURGA | BELAGAVI | 2 | BELAGAVI | 02
M.K. HUBLI_220KV | KHANAPUR(DUKKARAWADI)_110KV | 1 | 1 | A | 33KV Khanapur Stn | STATION | SC | KHANAPUR(DUKKARAWADI)_110KV | KHANAPUR_33KV | 5 | No |  |  | Coyote | No | Khanapur | BELAGAVI | BELAGAVI | 1 | KHANAPUR | BELAGAVI | 2 | BELAGAVI | 02
M.K. HUBLI_220KV | KHANAPUR(DUKKARAWADI)_110KV | 1 | 2 | B | 33KV MUSS Londa | STATION | SC | KHANAPUR(DUKKARAWADI)_110KV | LONDA_33KV | 24 | No |  |  | Coyote | No | Londa, | BELAGAVI | BELAGAVI | 1 | KHANAPUR | BELAGAVI | 2 | BELAGAVI | 02
M.K. HUBLI_220KV/NARENDRA_220KV | KITTUR_110KV | 1 | 1 | A | 33kv Sangolli | STATION | SC | KITTUR_110KV | SANGOLLI_33KV | 18 | No |  |  | Coyote | No | Sangolli Village | BELAGAVI | BELAGAVI | 1 | BAILHONGAL | BELAGAVI | 2 | BELAGAVI | 02
M.K. HUBLI_220KV/NARENDRA_220KV | KITTUR_110KV | 1 | 2 | B | 33kv GRK | IPP |  | 33kv GRK | KITTUR_110KV | 0.8 | No |  |  | Coyote | No | Kittur | BELAGAVI | BELAGAVI | 1 | KITTUR | BELAGAVI | 2 | BELAGAVI | 02
BIDNAL_220KV | KONNUR_110KV | 1 | 2 | B | 33kv Sureban | STATION | SC | KONNUR_110KV | SUREBAN_33KV | 15 | No |  |  | Coyote+Rabbit | No | Sureban Village | BELAGAVI | BELAGAVI | 1 | RAMDURGA | BELAGAVI | 2 | BELAGAVI | 02
KUDACHI_220KV | KUDACHI_110KV | 1 | 1 | A | 33 KV Chinchali | STATION | SC | KUDACHI_110KV | CHINCHALI_33KV | 10.5 | No |  |  | Coyote | No | Chinchali Village | BELAGAVI | BELAGAVI | 1 | RAIBAG | CHIKKODI | 3 | BELAGAVI | 02
KUDACHI_220KV | KUDACHI_110KV | 2 | 2 | B | 33 kV Yalparatti | STATION | SC | KUDACHI_110KV | YELPARATTI_33KV | 14.16 | No |  |  | Coyote | No | Yalparatti Village | BELAGAVI | BELAGAVI | 1 | RAIBAG | CHIKKODI | 3 | BELAGAVI | 02 | Idle line from suttati cross to station
KUDACHI_220KV | YALAPARATTI_110KV | 1 | 2 |  | 33/11KV MUSS Saptasagar | STATION | SC | YALAPARATTI_110KV | SAPTASAGAR_33KV | 9.85 | No |  |  | Coyote | No | Saptasagar Village | BELAGAVI | BELAGAVI | 1 | RAIBAG | CHIKKODI | 3 | BELAGAVI | 02
KUDACHI_220KV | KUDACHI_110KV | 2 |  |  | 33/11KV MUSS Shiragur | STATION | SC | KUDACHI_110KV | SHIRGUR_33KV | 8.12 | Yes | 33 kV Yalparatti | 3.12 | Coyote | No | Shiragur Village | BELAGAVI | BELAGAVI | 1 | RAIBAG | CHIKKODI | 3 | BELAGAVI | 02
GHATAPRABHA_220KV | KULAGOD_110KV | 1 | 1 | A | Aralimatti | STATION | SC | KULAGOD_110KV | ARALIMATTI_33KV | 9 | No |  |  | Coyotte | No | Aralimatti | BELAGAVI | BELAGAVI | 1 | MUDALGI | BELAGAVI | 2 | BELAGAVI | 02
GHATAPRABHA_220KV | KULAGOD_110KV | 1 | 2 | B | Tigadi ( Station Dismantled) | STATION | SC | KULAGOD_110KV | TIGADI_33KV | 10 | No |  |  | Coyotte | No | Tigadi | BELAGAVI | BELAGAVI | 1 | MUDALGI | BELAGAVI | 2 | BELAGAVI | 02 | 33/11 KV Substation Hallur all 11 KV load shifted to 110/11 KV Substation Hallur on dated 28.01.2023
BAGALKOT_220KV | LOKAPUR_110KV | 1 | 3 | C | 33kv Batakuraki | STATION | SC | LOKAPUR_110KV | BATAKURKI_33KV | 8 | No |  |  | Coyote+Rabbit | No | Batakurki Village | BELAGAVI | BELAGAVI | 1 | RAMDURGA | BELAGAVI | 2 | BELAGAVI | 02
M.K. HUBLI_220KV | M.K.HUBLI_110KV | 1 | 1 | A | Gandigwad | STATION | SC | M.K.HUBLI_110KV | GANDIGAWAD_33KV | 9 | No |  |  | Coyote | No | Gandigwad, | BELAGAVI | BELAGAVI | 1 | KHANAPUR | BELAGAVI | 2 | BELAGAVI | 02
M.K. HUBLI_220KV | M.K.HUBLI_110KV | 1 | 2 | B | 33kv Neghinal (Alternate Source) | STATION | SC | M.K.HUBLI_110KV | NEGINAL_33KV (Alternate Source) | 13.2 | No |  |  | Rabbit | No | Neginhal Village | BELAGAVI | BELAGAVI | 1 | BAILHONGAL | BELAGAVI | 2 | BELAGAVI | 02
M.K. HUBLI_220KV | M.K.HUBLI_110KV | 1 | 3 | C | 33kv ACME | IPP |  | 33kv ACME | M.K.HUBLI_110KV | 4.8 | No |  |  | Coyote | No | M K Hubballi | BELAGAVI | BELAGAVI | 1 | BAILHONGAL | BELAGAVI | 2 | BELAGAVI | 02
BELAGAVI_220KV/ M.K. HUBLI_220KV | MACHE_110KV | 1&2 | 1 | A | RM-I Udyambag (Alternate Source) | STATION | SC | MACHE_110KV | RM-I_33KV (Alternate Source) | 6 | No |  |  | Coyote | No | Belagavi City | BELAGAVI | BELAGAVI | 1 | BELAGAVI | BELAGAVI | 2 | BELAGAVI | 02
BELAGAVI_220KV/ M.K. HUBLI_220KV | MACHE_110KV | 1&2 |  |  | Ashok Iron 33KV line | HT | SC | MACHE_110KV | Ashok Iron 33KV line | 2.05 | Yes | 33 KV RM-I Udyambag | 0.05 | Coyote | No | Belagavi City | BELAGAVI | BELAGAVI | 1 | BELAGAVI | BELAGAVI | 2 | BELAGAVI | 02
BELAGAVI_220KV/ M.K. HUBLI_220KV | MACHE_110KV | 1&2 | 2 | B | 33 KV AKP Line | HT | SC | MACHE_110KV | 33KV AKP HT Industry | 5 | No |  |  | Coyote | No | Belagavi City | BELAGAVI | BELAGAVI | 1 | BELAGAVI | BELAGAVI | 2 | BELAGAVI | 02
BELAGAVI_220KV/ M.K. HUBLI_220KV | MACHE_110KV | 1&2 |  |  | 33KV Alucast line | HT | SC | MACHE_110KV | 33KV Alucast HT Industry | 4.81 | Yes | 33KV AKP HT Industry | 0.01 | Coyote | No | Belagavi City | BELAGAVI | BELAGAVI | 1 | BELAGAVI | BELAGAVI | 2 | BELAGAVI | 02
BELAGAVI_220KV/ M.K. HUBLI_220KV | MACHE_110KV | 1&2 | 3 | C | Global line IPP | IPP | SC | Global line IPP | MACHE_110KV | 10 | No |  |  | Rabbit | No | Belagundi | BELAGAVI | BELAGAVI | 1 | BELAGAVI | BELAGAVI | 2 | BELAGAVI | 02
MAHALINGAPUR_220KV | MAHALINGAPUR_220KV | 2 | 5 | E | Hallur ( Station Dismantled) | STATION | SC | MAHALINGAPUR_220KV | HALLUR (MAHALINGPUR)_33KV | 21 | No |  |  | Rabbit | No | Hallur | BELAGAVI | BELAGAVI | 1 | MUDALGI | BELAGAVI | 2 | BELAGAVI | 02 | 33/11 KV Substation Hallur all 11 KV load shifted to 110/11 KV Substation Hallur on dated 28.01.2023
VAJRAMATTI_220KV/MAHALINGAPUR_220KV | MUDHOL_110KV | 2 | 1 | A | Ratna Cement | HT | SC | MUDHOL_110KV | Ratna Cement | 16 | No |  |  | Coyote | No | Yadawad | BELAGAVI | BELAGAVI | 1 | MUDALGI | BELAGAVI | 2 | BELAGAVI | 02 | FEEDER SHIFTED TO UTTUR_110KV STATION
SAUNDATTI_220KV | MUNAVALLI_110KV | 1 | 1 | A | 33kv Mallur | STATION | SC | MUNAVALLI_110KV | MALLUR_33KV | 16 | No |  |  | Coyote | No | Mallur Village | BELAGAVI | BELAGAVI | 1 | SAVADATTI | BELAGAVI | 2 | BELAGAVI | 02
SAUNDATTI_220KV | MUNAVALLI_110KV | 1 | 2 | B | 33kv Munavalli | STATION | SC | MUNAVALLI_110KV | MUNAVALLI_33KV | 0.1 | No |  |  | Coyote | No | Munavalli Village | BELAGAVI | BELAGAVI | 1 | SAVADATTI | BELAGAVI | 2 | BELAGAVI | 02
SAUNDATTI_220KV | MUNAVALLI_110KV | 1 |  |  | 33kv Hoolikatti | STATION | SC | MUNAVALLI_110KV | HULIKATTI_33KV | 14.12 | Yes | 33kv Munavalli | 14.1 | Coyote | No | Hulikatti Village | BELAGAVI | BELAGAVI | 1 | SAVADATTI | BELAGAVI | 2 | BELAGAVI | 02
BELAGAVI_220KV | NEHARUNAGAR(BELAGAVI)_110KV | 1&2 |  |  | RM II GIS | STATION | SC | NEHARUNAGAR(BELAGAVI)_110KV | RM-II GIS_33KV | 10 | No |  |  | Coyote /UG Cable | No | Belagavi City | BELAGAVI | BELAGAVI | 1 | BELAGAVI | BELAGAVI | 2 | BELAGAVI | 02
BELAGAVI_220KV | NEHARUNAGAR(BELAGAVI)_110KV | 1&2 |  |  | UK27 HT | HT | SC | NEHARUNAGAR(BELAGAVI)_110KV | UK27 HT | 1.7 | Yes | 33 KV RM II GIS | 0.25 | Coyote/UG Cable | No | Belagavi City | BELAGAVI | BELAGAVI | 1 | BELAGAVI | BELAGAVI | 2 | BELAGAVI | 02
BELAGAVI_220KV | NEHARUNAGAR(BELAGAVI)_110KV | 1&2 | 2 | B | Fort | STATION | SC | NEHARUNAGAR(BELAGAVI)_110KV | FORT_33KV | 4 | No |  |  | UG Cable | No | Belagavi City | BELAGAVI | BELAGAVI | 1 | BELAGAVI | BELAGAVI | 2 | BELAGAVI | 02
BELAGAVI_220KV | NEHARUNAGAR(BELAGAVI)_110KV | 1&2 | 3 | C | Sadashivnagar | STATION | SC | NEHARUNAGAR(BELAGAVI)_110KV | SADASHIVNAGAR_33KV | 6.7 | No |  |  | Coyote | No | Belagavi City/Villages | BELAGAVI | BELAGAVI | 1 | BELAGAVI | BELAGAVI | 2 | BELAGAVI | 02
BELAGAVI_220KV | NEHARUNAGAR(BELAGAVI)_110KV | 1&2 | 4 | D | KLE | HT | SC | NEHARUNAGAR(BELAGAVI)_110KV | KLE HT | 1.5 | No |  |  | Rabbit | No | Belagavi City | BELAGAVI | BELAGAVI | 1 | BELAGAVI | BELAGAVI | 2 | BELAGAVI | 02
BELAGAVI_220KV | NEHARUNAGAR(BELAGAVI)_110KV | 1&2 | 5 | E | Shree Nagar GIS | STATION | SC | NEHARUNAGAR(BELAGAVI)_110KV | SHRINAGAR GIS_33KV | 0.48 | No |  |  | UG Cable | No | Belagavi City | BELAGAVI | BELAGAVI | 1 | BELAGAVI | BELAGAVI | 2 | BELAGAVI | 02
CHIKKODI_220KV | NIPPANI_110KV | 1 | 1 | A | 33KV Benadi | STATION | SC | NIPPANI_110KV | BENADI_33KV | 16 | No |  |  | Coyote | No | Benadi Village | BELAGAVI | BELAGAVI | 1 | CHIKKODI | CHIKKODI | 3 | BELAGAVI | 02
CHIKKODI_220KV | NIPPANI_110KV | 1 |  |  | 33KV Jatrat | STATION | SC | NIPPANI_110KV | JATRAT_33KV | 12 | Yes | 33KV Benadi | 2 | Coyote | No | Jatrat Village | BELAGAVI | BELAGAVI | 1 | CHIKKODI | CHIKKODI | 3 | BELAGAVI | 02
CHIKKODI_220KV | NIPPANI_110KV | 1 | 3 | C | MAGNUM TUFF | HT |  | NIPPANI_110KV | M/s. Magnumtuff India Pvt Ltd, Nippani | 11 | No |  |  | Coyote | No | Nainglaj Village | BELAGAVI | BELAGAVI | 1 | CHIKKODI | CHIKKODI | 3 | BELAGAVI | 02
SAUNDATTI_220KV | RAMDURG_110KV | 1 | 1 | A | 33kv Katakol | STATION | SC | RAMDURG_110KV | KATAKOL_33KV | 22 | No |  |  | Coyote | No | Katakol Village | BELAGAVI | BELAGAVI | 1 | RAMDURGA | BELAGAVI | 2 | BELAGAVI | 02 | Second Source to Chunchnur and Katkol Substation (
SAUNDATTI_220KV | RAMDURG_110KV | 1 | 2 | B | 33kv Mudakavi | STATION | SC | RAMDURG_110KV | MUDAKAVI_33KV | 10.2 | No |  |  | Rabbit | No | Mudakavi Village | BELAGAVI | BELAGAVI | 1 | RAMDURGA | BELAGAVI | 2 | BELAGAVI | 02
SAUNDATTI_220KV | RAMDURG_110KV | 1 | 3 | C | 33kv Pyari Sugar Line-1 & Line-2 | IPP | DC | 33kv Pyari Sugar Line-1 & Line-2 | RAMDURG_110KV | 15 | No |  |  | Coyote | No | Village | BELAGAVI | BELAGAVI | 1 | RAMDURGA | BELAGAVI | 2 | BELAGAVI | 02
CHIKKODI_220KV | SADALAGA_110KV | 2 | 1 | A | 33 KV Bhoj | STATION | SC | SADALAGA_110KV | BHOJ_33KV | 10 | No |  |  | Coyote | No | Bhoj Village | BELAGAVI | BELAGAVI | 1 | CHIKKODI | CHIKKODI | 3 | BELAGAVI | 02
BAGALKOT_220KV | SALAHALLI_110KV | 1 | 1 | A | 33kv Hulkund | STATION | SC | SALAHALLI_110KV | HULAKUND_33KV | 16 | No |  |  | Rabbit | YES | Hulakund Village | BELAGAVI | BELAGAVI | 1 | RAMDURGA | BELAGAVI | 2 | BELAGAVI | 02
CHIKKODI_220KV | SANKESHWAR_110KV | 1 | 1 | A | Hebbal | STATION | SC | SANKESHWAR_110KV | HEBBAL_33 KV | 6 | No |  |  | Rabbit | No | Hebbal | BELAGAVI | BELAGAVI | 1 | HUKKERI | BELAGAVI | 2 | BELAGAVI | 02
CHIKKODI_220KV | SANKESHWAR_110KV | 1 | 2 | B | Kanagala | STATION | SC | SANKESHWAR_110KV | KANGALA_33KV | 13 | No |  |  | Rabbit | No | Kanagala | BELAGAVI | BELAGAVI | 1 | HUKKERI | BELAGAVI | 2 | BELAGAVI | 02
CHIKKODI_220KV | SANKESHWAR_110KV | 1 | 3 | C | ACME | IPP |  | ACME | SANKESHWAR_110KV | 10.32 | No |  |  | Coyote | No | Sankeshwar | BELAGAVI | BELAGAVI | 1 | HUKKERI | BELAGAVI | 2 | BELAGAVI | 02
ATHANI_220KV | SATTI_110KV | 1 | 1 | A | F01- SATTI | STATION | SC | SATTI_110KV | SATTI_33KV | 5 | No |  |  | Coyote | No | Satti Village | BELAGAVI | BELAGAVI | 1 | ATHANI | CHIKKODI | 3 | BELAGAVI | 02
SAUNDATTI_220KV | SAUNDATTI_110KV | 1 | 2 | B | 33kv Udikeri | STATION | SC | SAUNDATTI_110KV | UDAKERI_33KV | 20 | No |  |  | Coyote | No | Udikeri Village | BELAGAVI | BELAGAVI | 1 | BAILHONGAL | BELAGAVI | 2 | BELAGAVI | 02
SAUNDATTI_220KV | SAUNDATTI_110KV | 1 | 3 | C | 33kv Chulaki | STATION | SC | SAUNDATTI_110KV | CHULKI_33KV | 13 | No |  |  | Coyote | No | Chulaki Village | BELAGAVI | BELAGAVI | 1 | SAVADATTI | BELAGAVI | 2 | BELAGAVI | 02
SAUNDATTI_220KV | SAUNDATTI_110KV | 3 | 4 | D | 33KV HDMC Line-1 & Line-2 | WATER SUPPLY | DC | SAUNDATTI_110KV | Water Supply | 8 | No |  |  | Coyote | No | Savadatti | BELAGAVI | BELAGAVI | 1 | SAVADATTI | BELAGAVI | 2 | BELAGAVI | 02
SAUNDATTI_220KV | SAUNDATTI_110KV | 3 | 5 | E | 33kv Amminabhavi | WATER SUPPLY | SC | SAUNDATTI_110KV | Water Supply (Amminabhavi) | 28 | No |  |  | Coyote | No | Amminabhavi | DHARWAD | HUBBALLI | 2 | DHARWAD | BELAGAVI | 2 | BELAGAVI | 02
SAUNDATTI_220KV | SAUNDATTI_110KV | 3 | 6 | F | 33 KV HDMC | WATER SUPPLY | SC | SAUNDATTI_110KV | Water Supply | 8 | No |  |  | Rabbit | No | Savadatti | BELAGAVI | BELAGAVI | 1 | SAVADATTI | BELAGAVI | 2 | BELAGAVI | 02
SAUNDATTI_220KV | SAUNDATTI_110KV | 1 |  |  | 33kv Spinning Mill | HT | SC | SAUNDATTI_110KV | 33kv Spinning Mill | 6 | Yes | 33 KV HDMC | 2 | Rabbit | No | Savadatti | BELAGAVI | BELAGAVI | 1 | SAVADATTI | BELAGAVI | 2 | BELAGAVI | 02
SAUNDATTI_220KV | SAUNDATTI_110KV | 1 | 7 | G | 33kv Suzlon (Solar power ) | IPP | SC | 33kv Suzlon (Solar power ) | SAUNDATTI_110KV | 4 | No |  |  | Coyote | No | Village | BELAGAVI | BELAGAVI | 1 | SAVADATTI | BELAGAVI | 2 | BELAGAVI | 02
BELAGAVI_220KV | UCHGAON_110KV | 1 | 1 | A | HINDALGA_33KV | STATION | SC | UCHGAON_110KV | HINDALGA_33KV | 4.3 | No |  |  | Coyote | No | Hindalga | BELAGAVI | BELAGAVI | 1 | BELAGAVI | BELAGAVI | 2 | BELAGAVI | 02
BELAGAVI_220KV | UDYAMBAG_110KV | 1X20, 110/33 KV P. Tr work is under progress | 1 | A | RM II GIS (Alternate Sourse) | STATION | SC | UDYAMBAG_110KV | RM-II GIS_33KV (Alternate Source) | 6 | No |  |  | UG Cable | YES | Belagavi City | BELAGAVI | BELAGAVI | 1 | BELAGAVI | BELAGAVI | 2 | BELAGAVI | 02
BELAGAVI_220KV | UDYAMBAG_110KV | 1X20, 110/33 KV P. Tr work is under progress | 2 | B | RM I Udyambag ( Alternate Source) | STATION | SC | UDYAMBAG_110KV | RM-I_33KV (Alternate Source) | 1.69 | No |  |  | UG Cable | YES | Belagavi City | BELAGAVI | BELAGAVI | 1 | BELAGAVI | BELAGAVI | 2 | BELAGAVI | 02
KUDACHI_220KV | UGAR_110KV | 1 | 1 | A | F1-Mangsuli | STATION | SC | UGAR_110KV | MANGASULI_33KV | 10 | No |  |  | Coyote | No | Mangasuli Village | BELAGAVI | BELAGAVI | 1 | ATHANI | CHIKKODI | 3 | BELAGAVI | 02
KUDACHI_220KV | UGAR_110KV | 1 | 2 | B | F2-Shedabal | STATION | SC | UGAR_110KV | SHEDBAL_33KV | 9 | No |  |  | Coyote | No | Shedabal Village | BELAGAVI | BELAGAVI | 1 | ATHANI | CHIKKODI | 3 | BELAGAVI | 02
KUDACHI_220KV | UGAR_110KV | 1 | 3 | C | Shiraguppi | STATION | SC | UGAR_110KV | SHIRAGUPPI_33KV (Station Dismantled) | 12 | No |  |  | Coyote | No | Shiraguppi Village | BELAGAVI | BELAGAVI | 1 | ATHANI | CHIKKODI | 3 | BELAGAVI | 02
KUDACHI_220KV | UGAR_110KV | 1 |  |  | 33KV Khotawadi | STATION | SC | UGAR_110KV | KHOTAWDI_33KV | 17 | Yes | Shiraguppi | 5 | Coyote/Rabbit | No | Shiraguppi Village | BELAGAVI | BELAGAVI | 1 | ATHANI | CHIKKODI | 3 | BELAGAVI | 02
MAHALINGPUR_220KV/VAJRAMATTI_220KV | UTTUR_110KV | 1 | 2 | B | 33KV YADWAD ( Station Dismantled) | STATION | SC | UTTUR_110KV | 33KV YADWAD (Station Dismantled) | 21 | NO |  |  | Coyote | No | Yadawad | BELAGAVI | BELAGAVI | 1 | MUDALGI | BELAGAVI | 2 | BELAGAVI | 02 | 33/11 KV Substation Yadawad all 11 KV load shifted to 110/11 KV Substation Yadawad on dated 03.05.2020 at 18:00 Hrs and this line tapping to the 33 KV HT Katwa Cement and Ratna Cement.
MAHALINGPUR_220KV/VAJRAMATTI_220KV | UTTUR_110KV | 1 |  |  | Katwa Cement | HT | SC | UTTUR_110KV | Katwa Cement | 43.1 | YES | 33KV YADWAD | 22.1 | Coyote | No | Yadawad | BELAGAVI | BELAGAVI | 1 | MUDALGI | BELAGAVI | 2 | BELAGAVI | 02
MAHALINGPUR_220KV/VAJRAMATTI_220KV | UTTUR_110KV | 1 |  |  | 33 KV HT Ratna Cement | HT | SC | UTTUR_110KV | 33 KV HT Ratna Cement | 30.5 | Yes | 33KV YADWAD | 9.5 | Coyote | No | Yadawad | BELAGAVI | BELAGAVI | 1 | MUDALGI | BELAGAVI | 2 | BELAGAVI | 02
BELAGAVI_220KV | VADAGOAN_110KV | 1 | 1 | A | RM-I Udyambag | STATION | SC | VADAGOAN_110KV | RM-I_33KV | 10.08 | No |  |  | Coyote | No | Belagavi City | BELAGAVI | BELAGAVI | 1 | BELAGAVI | BELAGAVI | 2 | BELAGAVI | 02
BELAGAVI_220KV | VADAGOAN_110KV | 2 | 2 | B | Fort ( Alternate Source) | STATION | SC | VADAGOAN_110KV | FORT_33KV (Alternate Source) | 6.08 | No |  |  | Coyote+ Rabbit | No | Belagavi City | BELAGAVI | BELAGAVI | 1 | BELAGAVI | BELAGAVI | 2 | BELAGAVI | 02
SAUNDATTI_220KV | YARAGATTI_110KV | 1 | 1 | A | 33kv K.Shivapur | STATION | SC | YARAGATTI_110KV | KSHIVAPUR_33KV | 11 | No |  |  | Coyote | No | K.Shivapur Village | BELAGAVI | BELAGAVI | 1 | SAVADATTI | BELAGAVI | 2 | BELAGAVI | 02
SAUNDATTI_220KV | YARAGATTI_110KV | 1 | 2 | B | 33kv Chunchnur (Alternate Source) | STATION | SC | YARAGATTI_110KV | CHUNCHANUR_33KV (Alternate Source) | 12.5 | No |  |  | Coyote+ Rabbit | No | Chunchnur Village | BELAGAVI | BELAGAVI | 1 | SAVADATTI | BELAGAVI | 2 | BELAGAVI | 02
SAUNDATTI_220KV | YARAGATTI_110KV | 1 |  |  | 33kv Yaragatti LIS | HT | SC | YARAGATTI_110KV | 33kv Yaragatti LIS | 13.52 | Yes | 33kv Chunchnur | 13.5 | Coyote+ Rabbit | No | Chunchnur Village | BELAGAVI | BELAGAVI | 1 | SAVADATTI | BELAGAVI | 2 | BELAGAVI | 02
SAUNDATTI_220KV | YARAGATTI_110KV | 1 | 3 | C | 33kv Bosch (Solar power ) | IPP | DC | 33kv Bosch (Solar power ) | YARAGATTI_110KV | 5.9 | No |  |  | Coyote | No | Village | BELAGAVI | BELAGAVI | 1 | SAVADATTI | BELAGAVI | 2 | BELAGAVI | 02
ATHANI_220KV | BALLIGERI_110KV | 1 | 1 |  | 33KV SHIRUR | STATION | SC | BALLIGERI_110KV | 33KV SHIRUR | 21 | No |  |  | Coyote | YES | Shirur Village | BELAGAVI | BELAGAVI | 1 | ATHANI | CHIKKODI | 3 | BELAGAVI | 02
KUDACHI_220KV | YALAPARATTI_110KV | 1 | 1 |  | 33 kV YALPARATTI | STATION | SC | YALAPARATTI_110KV | 33 kV YALPARATTI | 0.1 | No |  |  | Coyote | No | Yalparatti Village | BELAGAVI | BELAGAVI | 1 | RAIBAG | CHIKKODI | 3 | BELAGAVI | 02
GHATAPRABHA_220KV | GOKAK_110KV | 1 | 3 |  | 33 KV Kalmadi LIS HT | HT | SC | GOKAK_110KV | 33 KV Kalmadi LIS HT | 22 | No | [11 empty] | BELAGAVI | 02
AEQUS_220KV | HIDAKAL DAM_110KV | 1 | 1 |  | 33 KV Kalmadi LIS HT | HT | SC | HIDAKAL DAM_110KV | Rustampur LIS | 1 | No | [11 empty] | BELAGAVI | 02
AEQUS_220KV | HIDAKAL DAM_110KV | 1 | 4 |  | 33 KV Kalmadi LIS HT | HT | SC | HIDAKAL DAM_110KV | Godachanamalaki LIS | 9 | No | [11 empty] | BELAGAVI | 02
AEQUS_220KV | HIDAKAL DAM_110KV | 1 | 2 |  | 33 KV Kalmadi LIS HT | HT | SC | HIDAKAL DAM_110KV | W/s St-l BGM | 1 | No | [11 empty] | BELAGAVI | 02
AEQUS_220KV | HIDAKAL DAM_110KV | 1 | 3 |  | 33 KV Kalmadi LIS HT | HT | SC | HIDAKAL DAM_110KV | W/s St-ll & III BGM | 25 | No | [11 empty] | BELAGAVI | 02
M.K. HUBLI_220KV | M.K.HUBLI_110KV | 1 | 2 | B | KNNL Dastikoppa | STATION | SC | M.K.HUBLI_110KV | Water Supply | 2.88 | No |  |  | Coyote | No | Dastikoppa | BELAGAVI | BELAGAVI | 1 | Kittur | BELAGAVI | 2 | BELAGAVI | 02 | KNNL Dastikoppa 33 KV Line commissioned on 30-07-2024. from 110 KV M.K.Hubli
CHIKKODI_220KV | ANKALI_110KV | 2 | 3 | A | 33 KV Kalloli LIS | HT | SC | ANKALI_110KV | THE AEE MI & GWDD SUB DVSN ATHANI AT SITE KALLOL R/B | 4.94 | No |  |  | Coyote | No | Kallol Village | BELAGAVI | BELAGAVI | 1 | CHIKKODI | CHIKKODI | 3 | BELAGAVI | 02
M.K. HUBLI_220KV | BAILHONGAL_110KV | 1 |  |  | 33KV Rajmane solar 2 M.W | IPP | SC | BAILHONGAL_110KV | MURAGOD_33KV | 1.2 | NO |  |  | Coyote | YES | Murgod Village | BELAGAVI | BELAGAVI | 1 | SAVADATTI | BELAGAVI | 2 | BELAGAVI | 02
BAGALKOT_220KV | BADAMI_110KV | 1 | 2 | B | NANDIKESHWAR_33KV | STATION | SC | BADAMI_110KV | NANDIKESHWAR_33KV | 12 | No |  |  | Rabbit | No | Nandikeshwar | BAGALKOT | BELAGAVI | 1 | BADAMI
BAGALKOT_220KV | BAGALKOT_220KV | 1 | 1 | A | GADDANAKERI CROSS_33KV | STATION | SC | BAGALKOT_220KV | GADDANAKERI CROSS_33KV | 5.5 | No |  |  | Coyote | No | Gaddanakeri | BAGALKOT | BELAGAVI | 1 | BAGALKOT
BAGALKOT_220KV | BAGALKOT_220KV | 1 | 2 | B | KATAGERI_33KV | STATION | SC | BAGALKOT_220KV | KATAGERI_33KV | 9 | No |  |  | Coyote | No | Katageri | BAGALKOT | BELAGAVI | 1 | BADAMI
VAJRAMATTI_220KV | BILAGI_110KV | 1 | 1 | A | TEGGI_33KV | STATION | SC | BILAGI_110KV | TEGGI_33KV (Line Idle) | 13 | No |  |  | Rabbit | No | Teggi | BAGALKOT | BELAGAVI | 1 | BILAGI
VAJRAMATTI_220KV | BISNAL_110KV | 1 | 1 | A | TEGGI_33KV | STATION | SC | BISNAL_110KV | TEGGI_33KV | 3 | No |  |  | Coyote | Yes | Teggi | BAGALKOT | BELAGAVI | 1 | BILAGI
VAJRAMATTI_220KV | BILAGI_110KV | 1 | 2 | B | ANAGAWADI_33KV | STATION | SC | BILAGI_110KV | ANAGAWADI_33KV | 12 | No |  |  | Rabbit | No | Anagawadi | BAGALKOT | BELAGAVI | 1 | BILAGI
VAJRAMATTI_220KV | BISNAL_110KV | 1 |  |  | Teggi-Siddapur LIS near Gulabal | LIS | SC | BISNAL_110KV | Teggi-Siddapur LIS near Gulabal | 4 | YES | BILAGI-TEGGI_33KV | 0.5 | Coyote | No | Gulabal | BAGALKOT | BELAGAVI | 1 | BILAGI
BAGALKOT_220KV | GULEDAGUDD_110KV | 1 | 1 | A | SHIRUR_33KV | STATION | SC | GULEDAGUDD_110KV | SHIRUR_33KV | 8.5 | No |  |  | Coyote | No | Shirur | BAGALKOT | BELAGAVI | 1 | BAGALKOT
BAGALKOT_220KV | GULEDAGUDD_110KV | 1 | 2 | B | KAMATAGI_33KV | STATION | SC | GULEDAGUDD_110KV | KAMATAGI_33KV | 18 | No |  |  | Rabbit | No | Kamatagi | BAGALKOT | BELAGAVI | 1 | HUNAGUND
BAGALKOT_220KV | GULEDAGUDD_110KV | 1 | 3 | C | ACME SOLAR | IPP |  | ACME SOLAR | GULEDAGUDD_110KV | 4.2 | No |  |  | Coyote | No | Guledagudda | BAGALKOT | BELAGAVI | 1 | GULLEDGUDDA
KUSHTAGI_220KV | HUNGUND_110KV | 1 | 1 | A | AMINAGAD_33KV | STATION | SC | HUNGUND_110KV | AMINAGAD_33KV | 25 | No |  |  | Coyote | No | Aminagada | BAGALKOT | BELAGAVI | 1 | HUNAGUND
KUSHTAGI_220KV | HUNGUND_110KV | 1 | 2 | B | KARADI_33KV | STATION | SC | HUNGUND_110KV | KARADI_33KV | 17 | No |  |  | Rabbit | No | Karadi | BAGALKOT | BELAGAVI | 1 | HUNAGUND
KUSHTAGI_220KV | HUNGUND_110KV | 1 | 3 | C | 33KV Myatrah Solars | IPP | SC | 33KV Myatrah Solars | HUNGUND_110KV | 6.5 | No |  |  | Lynx | No | Hoolageri | BAGALKOT | BELAGAVI | 1 | HUNAGUND
KUSHTAGI_220KV | ILKAL_110KV | 2 | 1 | A | GUDUR_33KV | STATION | SC | ILKAL_110KV | GUDUR_33KV | 17 | No |  |  | Rabbit | No | Gudur | BAGALKOT | BELAGAVI | 1 | HUNAGUND
KUSHTAGI_220KV | ILKAL_110KV | 2 | 2 | B | 33KV pace power | IPP | SC | 33KV pace power | ILKAL_110KV | 3 | No |  |  | Coyote | No | Hoolageri | BAGALKOT | BELAGAVI | 1 | HUNAGUND
VAJRAMATTI_220KV | JAMAKHANDI_110KV | 1&2 | 1 | A | HIPPARAGI_33KV | STATION | SC | JAMAKHANDI_110KV | HIPPARAGI_33KV | 22 | NO |  |  | Coyote | No | Hipparagi | BAGALKOT | BELAGAVI | 1 | RABKAVI-BANAHATTI
VAJRAMATTI_220KV | JAMAKHANDI_110KV | 1&2 |  |  | MADHARAKHANDI_33KV | STATION | SC | JAMAKHANDI_110KV | MADHARAKHANDI_33KV & HBC | 8 | YES | 33KV Hipparagi | 0.05 | Coyote | No | Hipparagi | BAGALKOT | BELAGAVI | 1 | RABKAVI-BANAHATTI
VAJRAMATTI_220KV | JAMAKHANDI_110KV | 1&2 |  |  | 33KV Jamkhandi water supply | WATER SUPPLY | SC | ALBAL_110KV | 33KV Jamkhandi water supply | 22.5 | YES | 33KV Hippargi | 0.5 | Coyote | No | Hipparagi | BAGALKOT | BELAGAVI | 1 | JAMAKHANDI
BAGALKOT_220KV | KALADAGI_110KV | 1 | 1 | A | BHANTANUR_33KV | STATION | SC | KALADAGI_110KV | BHANTANUR_33KV | 8 | No |  |  | Rabbit | No | Bantanur | BAGALKOT | BELAGAVI | 1 | MUDHOL
BAGALKOT_220KV | KALADAGI_110KV | 1 | 2 | B | 33KV Katwa Cements line | HT | SC | KALADAGI_110KV | 33KV Katwa Cements line | 0.5 | No |  |  | Rabbit | No | Kaladagi | BAGALKOT | BELAGAVI | 1 | BAGALKOT
BAGALKOT_220KV | KERUR_110KV | 2 | 1 | A | HALIGERI_33KV | STATION | SC | KERUR_110KV | HALIGERI_33KV | 15 | No |  |  | Coyote | No | Haligeri | BAGALKOT | BELAGAVI | 1 | BADAMI
BAGALKOT_220KV | LOKAPUR_110KV | 1 | 1 | A | 33KV Keshav cements line | HT | SC | LOKAPUR_110KV | 33KV Ranna Sugars | 8.5 | No |  |  | Rabbit | No | Lokapur | BAGALKOT | BELAGAVI | 1 | MUDHOL
BAGALKOT_220KV | LOKAPUR_110KV | 1 |  |  | 33KV Keshav cements line | HT | SC | LOKAPUR_110KV | 33KV Keshav cements line | 5.5 | YES | 33KV Ranna cements line | 0.5 | Rabbit | No | Lokapur | BAGALKOT | BELAGAVI | 1 | MUDHOL
BAGALKOT_220KV | LOKAPUR_110KV | 1 | 2 | B | 33KV Raitar Sahakari Sakkare KarkaneTimmapur | HT | SC | LOKAPUR_110KV | 33KV Raitar Sahakari Sakkare KarkaneTimmapur | 8 | No |  |  | Rabbit | No | Timmapur | BAGALKOT | BELAGAVI | 1 | MUDHOL
MAHALINGAPUR_220KV | MAHALINGAPUR_220KV | 1 | 1 | A | JAGADAL_33KV | STATION | SC | MAHALINGAPUR_220KV | JAGADAL_33KV | 10 | No |  |  | Coyote | No | Jagadal | BAGALKOT | BELAGAVI | 1 | RABKAVI-BANAHATTI
MAHALINGAPUR_220KV | MAHALINGAPUR_220KV | 2 | 2 | B | MALALI_33KV | STATION | SC | MAHALINGAPUR_220KV | MALALI_33KV | 12 | No |  |  | Coyote | No | Malali | BAGALKOT | BELAGAVI | 1 | MUDHOL
MAHALINGAPUR_220KV | MAHALINGAPUR_220KV | 1 | 3 | C | 33KV Dempo Diary line | HT | SC | MAHALINGAPUR_220KV | 33KV Dempo Diary line | 13 | No |  |  | Rabbit | No | Bannahatti | BAGALKOT | BELAGAVI | 1 | RABKAVI-BANAHATTI
MAHALINGAPUR_220KV | MAHALINGAPUR_220KV | 2 | 4 | D | Davaleshwar W/S | WATER SUPPLY | SC | MAHALINGAPUR_220KV | Davaleshwar W/S | 16 | No |  |  | Rabbit | No | Davaleshwar | BAGALKOT | BELAGAVI | 1 | RABKAVI-BANAHATTI
VAJRAMATTI_220KV | MANTUR_110KV | 1 | 1 | A | GANI_33KV | STATION | SC | MANTUR_110KV | GANI_33KV | 12 | No |  |  | Coyote | No | Gani | BAGALKOT | BELAGAVI | 1 | JAMAKHANDI
VAJRAMATTI_220KV | MANTUR_110KV | 1 | 2 | B | GALAGALI_33KV | STATION | SC | MANTUR_110KV | GALAGALI_33KV | 11 | No |  |  | Coyote | No | Galagali | BAGALKOT | BELAGAVI | 1 | BILAGI
BAGALKOT_220KV | RAMPUR_110KV | 1 |  |  | 33KV Urban Water supply line | WATER SUPPLY | SC | RAMPUR_110KV | 33KV Urban Water supply line | 4.47 | YES | 33KV Timmapur LIS | 0.03 | Coyote | No | Rampur | BAGALKOT | BELAGAVI | 1 | BAGALKOT
BAGALKOT_220KV | RAMPUR_110KV | 1 | 1 | A | 33KV Almatti LIS (ARBC) line | LIS | SC | RAMPUR_110KV | 33KV Almatti LIS (ARBC) line | 4.842 | No |  |  | Coyote | No | Alamatti | BAGALKOT | BELAGAVI | 1 | BAGALKOT
BAGALKOT_220KV | RAMPUR_110KV | 1 | 2 | B | 33KV Timmapur LIS | LIS | SC | RAMPUR_110KV | 33KV Timmapur LIS | 2.8 | No |  |  | Coyote | No | Timmapur | BAGALKOT | BELAGAVI | 1 | BAGALKOT
GADAG_220KV | RON_110KV | 1 |  |  | BELUR_33KV | STATION | SC | RON_110KV | BELUR_33KV | 18 | YES | 33KV Mushigeri | 11 | Rabbitt | No | Belur | BAGALKOT | BELAGAVI | 1 | BADAMI
BAGALKOT_220KV | Hirehal 110KV | 1 | 2 | B | Belur-33KV | STATION | SC | Hirehal 110KV | BELUR_33KV | 8.5 | YES | 33KV Holealur | 0 | Rabbit | No | Belur | BAGALKOT | BELAGAVI | 1 | BADAMI
ATHANI_220KV | SAVALAGI_110KV | 1 | 1 | A | KALABILAGI_33KV | STATION | SC | SAVALAGI_110KV | KALABILAGI_33KV | 17 | No |  |  | Rabbit | No | Kalabilagi | BAGALKOT | BELAGAVI | 1 | JAMAKHANDI
ATHANI_220KV | SAVALAGI_110KV | 1 | 2 | B | Savalgi to Hirepadasalgi LIS ( Near Hirepadasalgi ) 33KV line | LIS | SC | SAVALAGI_110KV | Savalgi to Hirepadasalgi LIS ( Near Hirepadasalgi ) 33KV line | 13 | No |  |  | Coyote | No | Hirepadasalagi | BAGALKOT | BELAGAVI | 1 | JAMAKHANDI
ATHANI_220KV | SAVALAGI_110KV | 1 |  |  | Savalgi to Tubachi Babaleshwar LIS ( Near Hirepadasalgi ) 33KV line | LIS | SC | SAVALAGI_110KV | Savalgi to Tubachi Babaleshwar LIS ( Near Hirepadasalgi ) 33KV line | 12 | YES | Savalgi to Hirepadasalgi LIS ( Near Hirepadasalgi ) 33KV line | 2 | Coyote | No | Hirepadasalagi | BAGALKOT | BELAGAVI | 1 | JAMAKHANDI
ATHANI_220KV | SAVALAGI_110KV | 1 |  |  | Hirepadasalgi LIS-2 ( Near Hirepadasalgi ) | LIS | SC | SAVALAGI_110KV | Hirepadasalgi LIS-2 ( Near Hirepadasalgi ) | 11.5 | YES | Savalgi to Hirepadasalgi LIS ( Near Hirepadasalgi ) 33KV line | 0.5 | Coyote | No | Hirepadasalagi | BAGALKOT | BELAGAVI | 1 | JAMAKHANDI
ATHANI_220KV | SAVALAGI_110KV | 1 | 3 | C | Tungal LIS | LIS | SC | SAVALAGI_110KV | Tungal LIS | 10 | No |  |  | Coyote | No | Tungal | BAGALKOT | BELAGAVI | 1 | JAMAKHANDI
ATHANI_220KV | TODALABAGI_110KV | 1 | 1 | A | HIREPADASALAGI_33KV | STATION | SC | TODALABAGI_110KV | HIREPADASALAGI_33KV | 6 | No |  |  | Coyote | No | Hirepadasalagi | BAGALKOT | BELAGAVI | 1 | JAMAKHANDI
ATHANI_220KV | TODALABAGI_110KV | 1 | 2 | B | BIDARI_33KV | STATION | SC | TODALABAGI_110KV | BIDARI_33KV | 12 | No |  |  | Coyote | No | Bidari | BAGALKOT | BELAGAVI | 1 | JAMAKHANDI
ATHANI_220KV | TODALABAGI_110KV | 1 | 3 | C | 33KV JRK SOLAR | IPP | SC | JRK SOLAR | TODALABAGI_33KV | 3.2 | NO |  |  | Coyote | No | Todalbagi | BAGALKOT | BELAGAVI | 1 | JAMAKHANDI
MAHALINGPUR_220KV/VAJRAMATTI_220KV | UTTUR_110KV | 1 | 1 | A | VANTAGODI_33KV | STATION | SC | UTTUR_110KV | VANTAGODI_33KV | 5.4 | No |  |  | Coyote | No | Ontagodi | BAGALKOT | BELAGAVI | 1 | MUDHOL
MAHALINGPUR_220KV/VAJRAMATTI_220KV | UTTUR_110KV | 1 |  |  | Sai Shakti polypack Pvt Ltd | HT | SC | UTTUR_110KV | Sai Shakti polypack Pvt Ltd | 2 | YES | 33KV Ontagodi | 0.015 | Coyote | No | Uttur | BAGALKOT | BELAGAVI | 1 | MUDHOL
MAHALINGPUR_220KV/VAJRAMATTI_220KV | UTTUR_110KV | 1 |  |  | 33 KV HT Nirani | HT | SC | UTTUR_110KV | 33KV Nirani cements | 19 | Yes | 33KV YADWAD | 8 | Coyote+ Rabbit | No | Ningapur | BAGALKOT | BELAGAVI | 1 | MUDHOL
MAHALINGPUR_220KV/VAJRAMATTI_220KV | MAHALINGPUR_220KV/VAJRAMATTI_220KV | 1 |  |  | 33KV JRK SOLAR | IPP | SC | 33KV-Jagadal | 33KV JRK SOLAR | 13.5 | YES | 33KV Jagadal | 3.5 | Coyote | No | Navalagi | BAGALKOT | BELAGAVI | 1 | RABKAVI-BANAHATTI
KUSHTAGI_220KV | ILKAL_110KV | 1 | 1 | A | Kandagal-33KV | STATION | SC | KUSHTAGI_220KV | Kandagal-33KV | 23.5 | No |  |  | Coyote | No | Kandagal | BAGALKOT | BELAGAVI | 1 | Ilkall
VAJRAMATTI_220KV | Tolamatti-110KV | 1 | 2 | B | 33KV Herakal Water supply line | WATER SUPPLY | SC | VAJRAMATTI_220KV | 33KV Herakal Water supply line | 10.225 | No |  |  | Coyote | No | Bagalkot | BAGALKOT | BELAGAVI | 1 | BAGALKOT
KUSHTAGI_220KV | HUNGUND_110KV | 1 | 3 | B | 33KV Koujaganur (Koppal) Water supply line | WATER SUPPLY | SC | KUSHTAGI_220KV | 33KV Koujaganur Water supply line | 26.674 | No |  |  | Coyote | No |  | BAGALKOT | BELAGAVI | 1 | HUNAGUND