## NOV-2025
SL. No. | 220KV STATION REFERENCE | FEEDING 220KV/110KV STATION | ALDC Unique Code | NAME OF THE 110KV OR 33KV STATION | BANK NAME | FEEDER_INDEX | FEEDER_INDEX CODE | FEEDER_NAME | FEEDER_ CATEGORY | DISTRICT | TALUQ | ZONE | CIRCLE | DIVISION | SUB_DIVISION | O&M SECTION
1 | BAGALKOT_220KV | BAGALKOT_220KV | 110365001A | ACHANUR_110KV | BANK-1 | F01 | A | F01-JADRAMKUNTI | AGRICULTURE | BAGALKOT | BAGALKOT | BELAGAVI | BAGALKOT | BAGALKOT | BAGALKOT RSD | BEVUR
2 | BAGALKOT_220KV | BAGALKOT_220KV | 110365001B | ACHANUR_110KV | BANK-1 | F02 | B | F02-BENNUR | AGRICULTURE | BAGALKOT | BAGALKOT | BELAGAVI | BAGALKOT | BAGALKOT | BAGALKOT RSD | RURAL-I
3 | BAGALKOT_220KV | BAGALKOT_220KV | 110365001C | ACHANUR_110KV | BANK-1 | F03 | C | F03-BHAGAWATHI IP | AGRICULTURE | BAGALKOT | BAGALKOT | BELAGAVI | BAGALKOT | BAGALKOT | BAGALKOT RSD | BEVUR
4 | BAGALKOT_220KV | BAGALKOT_220KV | 110365001D | ACHANUR_110KV | BANK-1 | F04 | D | F04-MUGALLOLLI NJY | NJY | BAGALKOT | BAGALKOT | BELAGAVI | BAGALKOT | BAGALKOT | BAGALKOT RSD | RURAL-I
5 | BAGALKOT_220KV | BAGALKOT_220KV | 110365001E | ACHANUR_110KV | BANK-2 | F05 | E | F05-MUGALLOLLI IP | AGRICULTURE | BAGALKOT | BAGALKOT | BELAGAVI | BAGALKOT | BAGALKOT | BAGALKOT RSD | RURAL-I
6 | BAGALKOT_220KV | BAGALKOT_220KV | 110365001F | ACHANUR_110KV | BANK-2 | F06 | F | F06-HALLUR IP | AGRICULTURE | BAGALKOT | BAGALKOT | BELAGAVI | BAGALKOT | BAGALKOT | BAGALKOT RSD | BEVUR
7 | BAGALKOT_220KV | BAGALKOT_220KV | 110365001G | ACHANUR_110KV | BANK-2 | F07 | G | F07-HALLUR NJY | NJY | BAGALKOT | BAGALKOT | BELAGAVI | BAGALKOT | BAGALKOT | BAGALKOT RSD | BEVUR
8 | BAGALKOT_220KV | BAGALKOT_220KV | 110365001H | ACHANUR_110KV | BANK-2 | F08 | H | F08-ACHANUR NJY | NJY | BAGALKOT | BAGALKOT | BELAGAVI | BAGALKOT | BAGALKOT | BAGALKOT RSD | BEVUR
9 | BAGALKOT_220KV | BAGALKOT_220KV | 110365001I | ACHANUR_110KV | BANK-2 | F09 | I | F09-SANGAPUR | AGRICULTURE | BAGALKOT | BAGALKOT | BELAGAVI | BAGALKOT | BAGALKOT | BAGALKOT RSD | BEVUR
10 | BAGALKOT_220KV | BAGALKOT_220KV | 110365001J | ACHANUR_110KV | BANK-1 | F10 | J | F10-KADLIMATTI | AGRICULTURE | BAGALKOT | BAGALKOT | BELAGAVI | BAGALKOT | BAGALKOT | BAGALKOT RSD | BEVOOR
13 | SHIGGAON_220KV | SHIGGAON_220KV | 241273442A | ADAVISOMAPURA (DHUNDSI)_110KV | BANK-1 | F01 | A | F01-MAMADAPURA | AGRICULTURE | HAVERI | SHIGGAON | HUBBALLI | HAVERI | HAVERI | SHIGGAON | SHIGGAON RURAL
14 | SHIGGAON_220KV | SHIGGAON_220KV | 241273442B | ADAVISOMAPURA (DHUNDSI)_110KV | BANK-1 | F02 | B | F02-SHYDAMBI | AGRICULTURE | HAVERI | SHIGGAON | HUBBALLI | HAVERI | HAVERI | SHIGGAON | SHIGGAON RURAL
15 | SHIGGAON_220KV | SHIGGAON_220KV | 241273442E | ADAVISOMAPURA (DHUNDSI)_110KV | BANK-1 | F05 | E | F05-TARLAGATTA NJY | NJY | HAVERI | SHIGGAON | HUBBALLI | HAVERI | HAVERI | SHIGGAON | SHIGGAON RURAL
19 | HAVERI_220KV | HAVERI_110KV | 241233002A | ADUR_33KV | BANK-1 | F01 | A | F01-VARDHI | AGRICULTURE | HAVERI | HANAGAL | HUBBALLI | HAVERI | HAVERI | HANGAL | BELAGALAPETH
20 | HAVERI_220KV | HAVERI_110KV | 241233002B | ADUR_33KV | BANK-1 | F02 | B | F02-HIREHULLAL | AGRICULTURE | HAVERI | HANAGAL | HUBBALLI | HAVERI | HAVERI | HANGAL | ADUR
21 | HAVERI_220KV | HAVERI_110KV | 241233002C | ADUR_33KV | BANK-1 | F05 | C | F05-SHANKARIKOPPA | AGRICULTURE | HAVERI | HANAGAL | HUBBALLI | HAVERI | HAVERI | HANGAL | ADUR
22 | HAVERI_220KV | HAVERI_110KV | 241233002D | ADUR_33KV | BANK-2 | F04 | D | F04-BALAMBEEDA | AGRICULTURE | HAVERI | HANAGAL | HUBBALLI | HAVERI | HAVERI | HANGAL | ADUR
23 | HAVERI_220KV | HAVERI_110KV | 241233002E | ADUR_33KV | BANK-2 | F03 | E | F03-NAREGAL | AGRICULTURE | HAVERI | HANAGAL | HUBBALLI | HAVERI | HAVERI | HANGAL | ADUR
24 | HAVERI_220KV | HAVERI_110KV | 241233002F | ADUR_33KV | BANK-2 | F06 | F | F06-ADUR NJY | NJY | HAVERI | HANAGAL | HUBBALLI | HAVERI | HAVERI | HANGAL | ADUR
25 | HAVERI_220KV | HAVERI_110KV | 241233002G | ADUR_33KV | BANK-2 | F07 | G | F07-ARELAKAMAPUR NJY | NJY | HAVERI | HANAGAL | HUBBALLI | HAVERI | HAVERI | HANGAL | ADUR
27 | AHERI_220KV | AHERI_220KV | 181675437A | AHERI_220KV | BANK-1 | F01 | A | F01-BYALIHAL IP | AGRICULTURE | VIJAYAPUR | SINDAGI | BELAGAVI | VIJAYAPUR | INDI | SINDAGI | MORATAGI
28 | AHERI_220KV | AHERI_220KV | 181675437B | AHERI_220KV | BANK-1 | F02 | B | F02-UKP CAMP | AGRICULTURE | VIJAYAPUR | SINDAGI | BELAGAVI | VIJAYAPUR | INDI | SINDAGI | MORATAGI
29 | AHERI_220KV | AHERI_220KV | 181675437C | AHERI_220KV | BANK-1 | F03 | C | F03-BANKALGI IP | AGRICULTURE | VIJAYAPUR | SINDAGI | BELAGAVI | VIJAYAPUR | INDI | SINDAGI | MORATAGI
30 | AHERI_220KV | AHERI_220KV | 181675437D | AHERI_220KV | BANK-1 | F04 | D | F04-AHERI NJY | NJY | VIJAYAPUR | SINDAGI | BELAGAVI | VIJAYAPUR | INDI | SINDAGI | MORATAGI
32 | ATHANI_220KV | ATHANI_220KV | 130101003A | AIGALI_110KV | BANK-1 | F01 | A | F01-ADAHALLI | AGRICULTURE | BELAGAVI | ATHANI | BELAGAVI | CHIKKODI | ATHANI | AIGALI | AIGALI
33 | ATHANI_220KV | ATHANI_220KV | 130101003B | AIGALI_110KV | BANK-1 | F02 | B | F02-ADAHALATTI | AGRICULTURE | BELAGAVI | ATHANI | BELAGAVI | CHIKKODI | ATHANI | AIGALI | AIGALI
34 | ATHANI_220KV | ATHANI_220KV | 130101003C | AIGALI_110KV | BANK-1 | F03 | C | F03-DESAYARATTI | AGRICULTURE | BELAGAVI | ATHANI | BELAGAVI | CHIKKODI | ATHANI | AIGALI | AIGALI
35 | ATHANI_220KV | ATHANI_220KV | 130101003D | AIGALI_110KV | BANK-1 | F04 | D | F04-BADAGI | AGRICULTURE | BELAGAVI | ATHANI | BELAGAVI | CHIKKODI | ATHANI | AIGALI | TELASANG
36 | ATHANI_220KV | ATHANI_220KV | 130101003E | AIGALI_110KV | BANK-1 | F05 | E | F05-ZUNJARWAD W/S | WATER SUPPLY | BELAGAVI | ATHANI | BELAGAVI | CHIKKODI | ATHANI | AIGALI | KOKATANUR
37 | ATHANI_220KV | ATHANI_220KV | 130101003F | AIGALI_110KV | BANK-1 | F06 | F | F06-BANNUR | AGRICULTURE | BELAGAVI | ATHANI | BELAGAVI | CHIKKODI | ATHANI | AIGALI | AIGALI
38 | ATHANI_220KV | ATHANI_220KV | 130101003G | AIGALI_110KV | BANK-2 | F07 | G | F07-ARATAL | AGRICULTURE | BELAGAVI | ATHANI | BELAGAVI | CHIKKODI | ATHANI | AIGALI | TELASANG
39 | ATHANI_220KV | ATHANI_220KV | 130101003H | AIGALI_110KV | BANK-2 | F08 | H | F08-TELASANG | AGRICULTURE | BELAGAVI | ATHANI | BELAGAVI | CHIKKODI | ATHANI | AIGALI | TELASANG
40 | ATHANI_220KV | ATHANI_220KV | 130101003I | AIGALI_110KV | BANK-2 | F09 | I | F09-AIGALI IP | AGRICULTURE | BELAGAVI | ATHANI | BELAGAVI | CHIKKODI | ATHANI | AIGALI | AIGALI
41 | ATHANI_220KV | ATHANI_220KV | 130101003J | AIGALI_110KV | BANK-2 | F10 | J | F10-KAKAMARI | AGRICULTURE | BELAGAVI | ATHANI | BELAGAVI | CHIKKODI | ATHANI | AIGALI | TELASANG
42 | ATHANI_220KV | ATHANI_220KV | 130101003K | AIGALI_110KV | BANK-2 | F11 | K | F11-RAMTHIRTH | AGRICULTURE | BELAGAVI | ATHANI | BELAGAVI | CHIKKODI | ATHANI | AIGALI | TELASANG
43 | ATHANI_220KV | ATHANI_220KV | 130101003L | AIGALI_110KV | BANK-2 | F12 | L | F12-AIGALI VILLAGE NJY | NJY | BELAGAVI | ATHANI | BELAGAVI | CHIKKODI | ATHANI | AIGALI | AIGALI
44 | ATHANI_220KV | ATHANI_220KV | 130101003M | AIGALI_110KV | BANK-3 | F13 | M | F13-KOHALLI-KERE | AGRICULTURE | BELAGAVI | ATHANI | BELAGAVI | CHIKKODI | ATHANI | AIGALI | AIGALI
45 | ATHANI_220KV | ATHANI_220KV | 130101003N | AIGALI_110KV | BANK-3 | F14 | N | F14-YALIHADALAGI | AGRICULTURE | BELAGAVI | ATHANI | BELAGAVI | CHIKKODI | ATHANI | AIGALI | AIGALI
46 | ATHANI_220KV | ATHANI_220KV | 130101003O | AIGALI_110KV | BANK-3 | F15 | O | F15-KOHALLI | AGRICULTURE | BELAGAVI | ATHANI | BELAGAVI | CHIKKODI | ATHANI | AIGALI | AIGALI
47 | ATHANI_220KV | ATHANI_220KV | 130101003P | AIGALI_110KV | BANK-3 | F16 | P | F16-YANKANCHI NJY | NJY | BELAGAVI | ATHANI | BELAGAVI | CHIKKODI | ATHANI | AIGALI | AIGALI
48 | ATHANI_220KV | ATHANI_220KV | 130101003Q | AIGALI_110KV | BANK-3 | F17 | Q | F17-TELASANG NJY | NJY | BELAGAVI | ATHANI | BELAGAVI | CHIKKODI | ATHANI | AIGALI | TELASANG
49 | ATHANI_220KV | ATHANI_220KV | 130101003R | AIGALI_110KV | BANK-3 | F18 | R | F18-KESKARADADDI | AGRICULTURE | BELAGAVI | ATHANI | BELAGAVI | CHIKKODI | ATHANI | AIGALI | AIGALI
50 | ATHANI_220KV | ATHANI_220KV | 130101003T | AIGALI_110KV | BANK-1 | F19 | T | F19-BADAGI NJY | NJY | BELAGAVI | ATHANI | BELAGAVI | CHIKKODI | ATHANI | AIGALI | TELASANG
51 | ATHANI_220KV | ATHANI_220KV | 130101003S | AIGALI_110KV | BANK-2 | F20 | S | F20-HALALLI IP | AGRICULTURE | BELAGAVI | ATHANI | BELAGAVI | CHIKKODI | ATHANI | AIGALI | TELASANG
52 | ATHANI_220KV | ATHANI_220KV | 130101003U | AIGALI_110KV | BANK-3 | F21 | U | F21-KOHALLI JACKWELL | LIFT IRRIGATION | BELAGAVI | ATHANI | BELAGAVI | CHIKKODI | ATHANI | AIGALI | AIGALI
58 | KUDACHI_220KV | KUDACHI_220KV | 130178004B | AINAPUR_110KV | BANK-1 | F05 | B | F05-JAI HANUMAN | AGRICULTURE | BELAGAVI | ATHANI | BELAGAVI | CHIKKODI | ATHANI | UGAR | AINAPUR
59 | KUDACHI_220KV | KUDACHI_220KV | 130178004C | AINAPUR_110KV | BANK-1 | F03 | C | F03-HUVINAKODI | AGRICULTURE | BELAGAVI | ATHANI | BELAGAVI | CHIKKODI | ATHANI | UGAR | AINAPUR
60 | KUDACHI_220KV | KUDACHI_220KV | 130178004D | AINAPUR_110KV | BANK-1 | F04 | D | F04-MOLE | AGRICULTURE | BELAGAVI | ATHANI | BELAGAVI | CHIKKODI | ATHANI | UGAR | AINAPUR
61 | KUDACHI_220KV | KUDACHI_220KV | 130178004E | AINAPUR_110KV | BANK-2 | F06 | E | F06-KATRAL | AGRICULTURE | BELAGAVI | KAGAWAD | BELAGAVI | CHIKKODI | ATHANI | UGAR | AINAPUR
62 | KUDACHI_220KV | KUDACHI_220KV | 130103004G | AINAPUR_110KV | BANK-2 | F02 | G | F02-NAVALIHAL | AGRICULTURE | BELAGAVI | KAGAWAD | BELAGAVI | CHIKKODI | ATHANI | UGAR | AINAPUR
63 | KUDACHI_220KV | KUDACHI_220KV | 130178004M | AINAPUR_110KV | BANK-3 | F08 | M | F08-AINAPUR NJY | NJY | BELAGAVI | ATHANI | BELAGAVI | CHIKKODI | ATHANI | UGAR | AINAPUR
64 | KUDACHI_220KV | KUDACHI_220KV | 130178004J | AINAPUR_110KV | BANK-3 | F09 | J | F09-KEMPAWAD | AGRICULTURE | BELAGAVI | ATHANI | BELAGAVI | CHIKKODI | ATHANI | UGAR | AINAPUR
65 | KUDACHI_220KV | KUDACHI_220KV | 130178004Q | AINAPUR_110KV | BANK-3 | F10 | Q | F10-BASAVANA GUDI | AGRICULTURE | BELAGAVI | KAGAWAD | BELAGAVI | CHIKKODI | ATHANI | UGAR | AINAPUR
66 | KUDACHI_220KV | KUDACHI_220KV | 130178004L | AINAPUR_110KV | BANK-3 | F12 | L | F12-BARIGADDI | AGRICULTURE | BELAGAVI | KAGAWAD | BELAGAVI | CHIKKODI | ATHANI | UGAR | AINAPUR
67 | KUDACHI_220KV | KUDACHI_220KV | 130178004R | AINAPUR_110KV | BANK-4 | F13 | R | F13-KESARALA | AGRICULTURE | BELAGAVI | KAGAWAD | BELAGAVI | CHIKKODI | ATHANI | UGAR | AINAPUR
68 | KUDACHI_220KV | KUDACHI_220KV | 130178004S | AINAPUR_110KV | BANK-3 | F14 | S | F14-MUKKAVVAN GUDI | AGRICULTURE | BELAGAVI | KAGAWAD | BELAGAVI | CHIKKODI | ATHANI | UGAR | AINAPUR
69 | KUDACHI_220KV | KUDACHI_220KV | 130178004K | AINAPUR_110KV | BANK-3 | F15 | K | F15-SIDDESHWAR MALAGI | AGRICULTURE | BELAGAVI | KAGAWAD | BELAGAVI | CHIKKODI | ATHANI | UGAR | AINAPUR
70 | KUDACHI_220KV | KUDACHI_220KV | 130178004P | AINAPUR_110KV | BANK-4 | F16 | P | F16-LAXMI GUDI | AGRICULTURE | BELAGAVI | KAGAWAD | BELAGAVI | CHIKKODI | ATHANI | UGAR | AINAPUR
71 | KUDACHI_220KV | KUDACHI_220KV | 130178004F | AINAPUR_110KV | BANK-2 | F17 | F | F17-BANAJAWAD | AGRICULTURE | BELAGAVI | KAGAWAD | BELAGAVI | CHIKKODI | ATHANI | UGAR | AINAPUR
72 | KUDACHI_220KV | KUDACHI_220KV | 130178004N | AINAPUR_110KV | BANK-2 | F18 | N | F18-KATRAL NJY | NJY | BELAGAVI | KAGAWAD | BELAGAVI | CHIKKODI | ATHANI | UGAR | AINAPUR
73 | KUDACHI_220KV | KUDACHI_220KV | 130178004H | AINAPUR_110KV | BANK-2 | F07 | H | F07-KRISHNA-KITTUR | AGRICULTURE | BELAGAVI | KAGAWAD | BELAGAVI | CHIKKODI | ATHANI | UGAR | AINAPUR
74 | KUDACHI_220KV | KUDACHI_220KV | 130178004I | AINAPUR_110KV | BANK-3 | F20 | I | F20-JAYANTI NAGAR | AGRICULTURE | BELAGAVI | KAGAWAD | BELAGAVI | CHIKKODI | ATHANI | UGAR | AINAPUR
75 | KUDACHI_220KV | KUDACHI_220KV | 130178004O | AINAPUR_110KV | BANK-3 | F21 | O | F21-HT EXPRESS | LIFT IRRIGATION | BELAGAVI | KAGAWAD | BELAGAVI | CHIKKODI | ATHANI | UGAR | AINAPUR
76 | KUDACHI_220KV | KUDACHI_220KV | 130178004T | AINAPUR_110KV | BANK-2 | F11 | T | F11-VISHVANATH TEMPLE NJY | NJY | BELAGAVI | KAGAWAD | BELAGAVI | CHIKKODI | ATHANI | UGAR | AINAPUR
77 | KUDACHI_220KV | KUDACHI_220KV | 130178004U | AINAPUR_110KV | BANK-4 | F19 | U | F19-GUBBI MADDI | AGRICULTURE | BELAGAVI | KAGAWAD | BELAGAVI | CHIKKODI | ATHANI | UGAR | AINAPUR
82 | HAVERI_220KV | HANAGAL_110KV | 241233005A | AKKIALUR_33KV | BANK-2 | F01 | A | F01-KUNTANAHOSALLI | AGRICULTURE | HAVERI | HANAGAL | HUBBALLI | HAVERI | HAVERI | HANGAL | AKKIALUR
83 | HAVERI_220KV | HANAGAL_110KV | 241233005B | AKKIALUR_33KV | BANK-1 | F02 | B | F02-KALLAPUR | AGRICULTURE | HAVERI | HANAGAL | HUBBALLI | HAVERI | HAVERI | HANGAL | AKKIALUR
84 | HAVERI_220KV | HANAGAL_110KV | 241233005C | AKKIALUR_33KV | BANK-1 | F03 | C | F03-VEERAPUR | AGRICULTURE | HAVERI | HANAGAL | HUBBALLI | HAVERI | HAVERI | HANGAL | AKKIALUR
85 | HAVERI_220KV | HANAGAL_110KV | 241233005D | AKKIALUR_33KV | BANK-1 | F04 | D | F04-AKKIALUR NJY | NJY | HAVERI | HANAGAL | HUBBALLI | HAVERI | HAVERI | HANGAL | AKKIALUR
86 | HAVERI_220KV | HANAGAL_110KV | 241233005E | AKKIALUR_33KV | BANK-2 | F05 | E | F05-AKKIVALLI | AGRICULTURE | HAVERI | HANAGAL | HUBBALLI | HAVERI | HAVERI | HANGAL | AKKIALUR
87 | HAVERI_220KV | HANAGAL_110KV | 241233005F | AKKIALUR_33KV | BANK-2 | F06 | F | F06-ARALESHWAR NJY | NJY | HAVERI | HANAGAL | HUBBALLI | HAVERI | HAVERI | HANGAL | AKKIALUR
88 | HAVERI_220KV | HANAGAL_110KV | 241233005G | AKKIALUR_33KV | BANK-2 | F10 | G | F10-HAVANAGI NJY | NJY | HAVERI | HANAGAL | HUBBALLI | HAVERI | HAVERI | HANGAL | AKKIALUR
89 | HAVERI_220KV | HANAGAL_110KV | 241233005H | AKKIALUR_33KV | BANK-1 | F08 | H | F08-AKKIALUR IP | AGRICULTURE | HAVERI | HANAGAL | HUBBALLI | HAVERI | HAVERI | HANGAL | AKKIALUR
90 | HAVERI_220KV | HANAGAL_110KV | 241233005I | AKKIALUR_33KV | BANK-2 | F09 | I | F09-HOTANAHALLI | AGRICULTURE | HAVERI | HANAGAL | HUBBALLI | HAVERI | HAVERI | HANGAL | AKKIALUR
91 | HAVERI_220KV | HANAGAL_110KV | 241233005J | AKKIALUR_33KV | BANK-1 | F07 | J | F07-P.K.MALAGI | INDUSTRIAL | HAVERI | HANAGAL | HUBBALLI | HAVERI | HAVERI | HANGAL | HANGAL RURAL
94 | SRS_HUBLI_220KV | SRS_HUBLI_220KV | 251425006B | AKSHAYACOLONY_110KV | BANK-1 | F03 | B | F03-SHIDDESWAR | URBAN DHQ | DHARWAD | HUBBALLI | HUBBALLI | HUBBALLI | HUBBALLI URBAN | HUBBALLI CSD-4 | UNKAL
95 | SRS_HUBLI_220KV | SRS_HUBLI_220KV | 251425006C | AKSHAYACOLONY_110KV | BANK-1 | F04 | C | F04-TIMBER YARD | URBAN DHQ | DHARWAD | HUBBALLI | HUBBALLI | HUBBALLI | HUBBALLI URBAN | HUBBALLI CSD-4 | UNKAL
96 | SRS_HUBLI_220KV | SRS_HUBLI_220KV | 251425006D | AKSHAYACOLONY_110KV | BANK-1 | F05 | D | F05-L TRUNK(VIDYANAGAR) | URBAN DHQ | DHARWAD | HUBBALLI | HUBBALLI | HUBBALLI | HUBBALLI URBAN | HUBBALLI CSD-3 | UDYAM NAGAR
97 | SRS_HUBLI_220KV | SRS_HUBLI_220KV | 251425006E | AKSHAYACOLONY_110KV | BANK-1 | F06 | E | F06-Y TRUNK | INDUSTRIAL | DHARWAD | HUBBALLI | HUBBALLI | HUBBALLI | HUBBALLI URBAN | HUBBALLI CSD-3 | UDYAM NAGAR
98 | SRS_HUBLI_220KV | SRS_HUBLI_220KV | 251425006F | AKSHAYACOLONY_110KV | BANK-2 | F07 | F | F07-VEERABHADRESHWAR | URBAN DHQ | DHARWAD | HUBBALLI | HUBBALLI | HUBBALLI | HUBBALLI URBAN | HUBBALLI CSD-4 | UNKAL
99 | SRS_HUBLI_220KV | SRS_HUBLI_220KV | 251425006G | AKSHAYACOLONY_110KV | BANK-2 | F08 | G | F08-AKSHAYA COLONY | URBAN DHQ | DHARWAD | HUBBALLI | HUBBALLI | HUBBALLI | HUBBALLI URBAN | HUBBALLI CSD-3 | UDYAM NAGAR
100 | SRS_HUBLI_220KV | SRS_HUBLI_220KV | 251425006H | AKSHAYACOLONY_110KV | BANK-2 | F09 | H | F09-S TRUNK(RAVINAGAR) | URBAN DHQ | DHARWAD | HUBBALLI | HUBBALLI | HUBBALLI | HUBBALLI URBAN | HUBBALLI CSD-3 | UDYAM NAGAR
101 | SRS_HUBLI_220KV | SRS_HUBLI_220KV | 251425006I | AKSHAYACOLONY_110KV | BANK-2 | F10 | I | F10-X TRUNK | INDUSTRIAL | DHARWAD | HUBBALLI | HUBBALLI | HUBBALLI | HUBBALLI URBAN | HUBBALLI CSD-3 | UDYAM NAGAR
102 | SRS_HUBLI_220KV | SRS_HUBLI_220KV | 251425006J | AKSHAYACOLONY_110KV | BANK-2 | F11 | J | F11-AIRPORT (U TRUNK) | URBAN DHQ | DHARWAD | HUBBALLI | HUBBALLI | HUBBALLI | HUBBALLI URBAN | HUBBALLI CSD-3 | UDYAM NAGAR
103 | SRS_HUBLI_220KV | SRS_HUBLI_220KV | 251425006K | AKSHAYACOLONY_110KV | BANK-2 | F13 | K | F13-NEW COURT | URBAN DHQ | DHARWAD | HUBBALLI | HUBBALLI | HUBBALLI | HUBBALLI URBAN | HUBBALLI CSD-3 | UDYAM NAGAR
106 | ATHANI_220KV | ATHANI_220KV | 111741365A | ALABAL_110KV | BANK-1 | F01 | A | F01-KADAKOL BRIDGE | AGRICULTURE | BAGALKOT | JAMAKHANDI | BELAGAVI | BAGALKOT | JAMAKHANDI | JAMAKHANDI | JAMAKHANDI RURAL-II
107 | ATHANI_220KV | ATHANI_220KV | 111741365B | ALABAL_110KV | BANK-1 | F02 | B | F02-KADAKOL IP | AGRICULTURE | BAGALKOT | JAMAKHANDI | BELAGAVI | BAGALKOT | JAMAKHANDI | JAMAKHANDI | JAMAKHANDI RURAL-II
108 | ATHANI_220KV | ATHANI_220KV | 111741365C | ALABAL_110KV | BANK-1 | F03 | C | F03-MUTTUR | AGRICULTURE | BAGALKOT | JAMAKHANDI | BELAGAVI | BAGALKOT | JAMAKHANDI | JAMAKHANDI | JAMAKHANDI RURAL-I
109 | ATHANI_220KV | ATHANI_220KV | 111741365D | ALABAL_110KV | BANK-1 | F04 | D | F04-ALABAL | AGRICULTURE | BAGALKOT | JAMAKHANDI | BELAGAVI | BAGALKOT | JAMAKHANDI | JAMAKHANDI | JAMAKHANDI RURAL-I
110 | ATHANI_220KV | ATHANI_220KV | 111741365E | ALABAL_110KV | BANK-1 | F05 | E | F05-KADAKOL KANKANAWADI NJY | NJY | BAGALKOT | JAMAKHANDI | BELAGAVI | BAGALKOT | JAMAKHANDI | JAMAKHANDI | JAMAKHANDI RURAL-II
111 | ATHANI_220KV | ATHANI_220KV | 111741365F | ALABAL_110KV | BANK-1 | F06 | F | F06-MUTTUR ALABAL NJY | NJY | BAGALKOT | JAMAKHANDI | BELAGAVI | BAGALKOT | JAMAKHANDI | JAMAKHANDI | JAMAKHANDI RURAL-I
112 | ATHANI_220KV | ATHANI_220KV | 111741365G | ALABAL_110KV | BANK-2 | F07 | G | F07-KANKANAWADI GADDI | AGRICULTURE | BAGALKOT | JAMAKHANDI | BELAGAVI | BAGALKOT | JAMAKHANDI | JAMAKHANDI | JAMAKHANDI RURAL-II
113 | ATHANI_220KV | ATHANI_220KV | 111741365H | ALABAL_110KV | BANK-2 | F08 | H | F08-KANKANAWADI VATTA | AGRICULTURE | BAGALKOT | JAMAKHANDI | BELAGAVI | BAGALKOT | JAMAKHANDI | JAMAKHANDI | JAMAKHANDI RURAL-II
114 | ATHANI_220KV | ATHANI_220KV | 111741365I | ALABAL_110KV | BANK-2 | F09 | I | F09-MAIGUR | AGRICULTURE | BAGALKOT | JAMAKHANDI | BELAGAVI | BAGALKOT | JAMAKHANDI | JAMAKHANDI | JAMAKHANDI RURAL-I
115 | ATHANI_220KV | ATHANI_220KV | 111741365J | ALABAL_110KV | BANK-2 | F10 | J | F10-MAIGUR SHIRAGUPPI NJY | NJY | BAGALKOT | JAMAKHANDI | BELAGAVI | BAGALKOT | JAMAKHANDI | JAMAKHANDI | JAMAKHANDI RURAL-I
116 | ATHANI_220KV | ATHANI_220KV | 111741365K | ALABAL_110KV | BANK-2 | F11 | K | F11-HALIPURMATH | AGRICULTURE | BAGALKOT | JAMAKHANDI | BELAGAVI | BAGALKOT | JAMAKHANDI | JAMAKHANDI | JAMAKHANDI RURAL-I
117 | ATHANI_220KV | ATHANI_220KV | 111741365L | ALABAL_110KV | BANK-2 | F12 | L | F12-SHIRAGUPPI IP | AGRICULTURE | BAGALKOT | JAMAKHANDI | BELAGAVI | BAGALKOT | JAMAKHANDI | JAMAKHANDI | JAMAKHANDI RURAL-I
121 | MUGALKHOD (KABBUR)_220KV | HIDAKAL_110KV | 132034007A | ALAGAWADI_33KV | BANK-1 | F01 | A | F01-BASTWAD | AGRICULTURE | BELAGAVI | RAIBAG | BELAGAVI | CHIKKODI | RAIBAG | HARUGERI | RAIBAG II/HIDAKAL
122 | MUGALKHOD (KABBUR)_220KV | HIDAKAL_110KV | 132060007B | ALAGAWADI_33KV | BANK-1 | F02 | B | F02-NIDAGUNDI | AGRICULTURE | BELAGAVI | RAIBAG | BELAGAVI | CHIKKODI | RAIBAG | RAIBAG | RAIBAG II
123 | MUGALKHOD (KABBUR)_220KV | HIDAKAL_110KV | 132060007I | ALAGAWADI_33KV | BANK-2 | F04 | I | F04-CANAL | AGRICULTURE | BELAGAVI | RAIBAG | BELAGAVI | CHIKKODI | RAIBAG | RAIBAG | RAIBAG II
124 | MUGALKHOD (KABBUR)_220KV | HIDAKAL_110KV | 132060007C | ALAGAWADI_33KV | BANK-2 | F05 | C | F05-RAIBAG ROAD | AGRICULTURE | BELAGAVI | RAIBAG | BELAGAVI | CHIKKODI | RAIBAG | RAIBAG | RAIBAG II
125 | MUGALKHOD (KABBUR)_220KV | HIDAKAL_110KV | 132060007D | ALAGAWADI_33KV | BANK-2 | F06 | D | F06-BHIRAPPA MADDI | AGRICULTURE | BELAGAVI | RAIBAG | BELAGAVI | CHIKKODI | RAIBAG | RAIBAG | RAIBAG II
126 | MUGALKHOD (KABBUR)_220KV | HIDAKAL_110KV | 132060007E | ALAGAWADI_33KV | BANK-3 | F07 | E | F07-HUNASHIKODI | AGRICULTURE | BELAGAVI | RAIBAG | BELAGAVI | CHIKKODI | RAIBAG | RAIBAG | RAIBAG II
127 | MUGALKHOD (KABBUR)_220KV | HIDAKAL_110KV | 132060007F | ALAGAWADI_33KV | BANK-1 | F03 | F | F03-ALAGAWADI | AGRICULTURE | BELAGAVI | RAIBAG | BELAGAVI | CHIKKODI | RAIBAG | RAIBAG | RAIBAG II
128 | MUGALKHOD (KABBUR)_220KV | HIDAKAL_110KV | 132060007J | ALAGAWADI_33KV | BANK-3 | F08 | J | F08-HANAJE TOTA | AGRICULTURE | BELAGAVI | RAIBAG | BELAGAVI | CHIKKODI | RAIBAG | RAIBAG | RAIBAG II
129 | MUGALKHOD (KABBUR)_220KV | HIDAKAL_110KV | 132034007G | ALAGAWADI_33KV | BANK-3 | F10 | G | F10-ALAGAWADI NJY | NJY | BELAGAVI | RAIBAG | BELAGAVI | CHIKKODI | RAIBAG | HARUGERI/RAIBAG | HIDAKAL/RAIBAG-2
130 | MUGALKHOD (KABBUR)_220KV | HIDAKAL_110KV | 132060007H | ALAGAWADI_33KV | BANK-3 | F09 | H | F09-NIDAGUNDI NJY | NJY | BELAGAVI | RAIBAG | BELAGAVI | CHIKKODI | RAIBAG | RAIBAG | RAIBAG II
131 | ATHANI_220KV | ALABAL_110KV | 111741457A | ALAGUR_110KV | BANK-1 | F01 | A | F01-ALAGUR NADUGADDI IP | AGRICULTURE | BAGALKOT | JAMAKHANDI | BELAGAVI | BAGALKOT | JAMAKHANDI | JAMAKHANDI | JAMAKHANDI RURAL-II
132 | ATHANI_220KV | ALABAL_110KV | 111741457B | ALAGUR_110KV | BANK-1 | F02 | B | F02-ALAGUR NJY | NJY | BAGALKOT | JAMAKHANDI | BELAGAVI | BAGALKOT | JAMAKHANDI | JAMAKHANDI | JAMAKHANDI RURAL-II
133 | ATHANI_220KV | ALABAL_110KV | 111741457C | ALAGUR_110KV | BANK-1 | F03 | C | F03-ALAGUR BRIDGE | AGRICULTURE | BAGALKOT | JAMAKHANDI | BELAGAVI | BAGALKOT | JAMAKHANDI | JAMAKHANDI | JAMAKHANDI RURAL-II
134 | ATHANI_220KV | ALABAL_110KV | 111741457H | ALAGUR_110KV | BANK-2 | F08 | H | F08-MAMADDI TOTA | AGRICULTURE | BAGALKOT | JAMAKHANDI | BELAGAVI | BAGALKOT | JAMAKHANDI | JAMAKHANDI | JAMAKHANDI RURAL-II
135 | ATHANI_220KV | ALABAL_110KV | 111741457K | ALAGUR_110KV | BANK-2 | F11 | K | F11-SANAL IP | AGRICULTURE | BAGALKOT | JAMAKHANDI | BELAGAVI | BAGALKOT | JAMAKHANDI | JAMAKHANDI | JAMAKHANDI RURAL-II
136 | ATHANI_220KV | ALABAL_110KV | 111741457I | ALAGUR_110KV | BANK-2 | F09 | I | F09-KUMBARHALLA NJY | NJY | BAGALKOT | JAMAKHANDI | BELAGAVI | BAGALKOT | JAMAKHANDI | JAMAKHANDI | JAMAKHANDI RURAL-II
137 | ATHANI_220KV | ALABAL_110KV | 111741457J | ALAGUR_110KV | BANK-2 | F10 | J | F10-KUMBARHALLA IP | AGRICULTURE | BAGALKOT | JAMAKHANDI | BELAGAVI | BAGALKOT | JAMAKHANDI | JAMAKHANDI | JAMAKHANDI RURAL-II
138 | ATHANI_220KV | ALABAL_110KV | 111741457E | ALAGUR_110KV | BANK-1 | F05 | E | F05-KUNCHANUR IP | AGRICULTURE | BAGALKOT | JAMAKHANDI | BELAGAVI | BAGALKOT | JAMAKHANDI | JAMAKHANDI | JAMAKHANDI RURAL-II
139 | ATHANI_220KV | ALABAL_110KV | 111741457G | ALAGUR_110KV | BANK-2 | F07 | G | F07-MADANNA IP | AGRICULTURE | BAGALKOT | JAMAKHANDI | BELAGAVI | BAGALKOT | JAMAKHANDI | JAMAKHANDI | JAMAKHANDI RURAL-II
140 | ATHANI_220KV | ALABAL_110KV | 111741457D | ALAGUR_110KV | BANK-1 | F04 | D | F04-KARAKALAGADDI IP | AGRICULTURE | BAGALKOT | JAMAKHANDI | BELAGAVI | BAGALKOT | JAMAKHANDI | JAMAKHANDI | JAMAKHANDI RURAL-II
142 | AHERI_220KV | AHERI_220KV | 181675009A | ALMEL_110KV | BANK-1 | F01 | A | F01-GUNDAGI | AGRICULTURE | VIJAYAPUR | SINDAGI | BELAGAVI | VIJAYAPUR | INDI | SINDAGI | DEVANAGON
143 | AHERI_220KV | AHERI_220KV | 181675009B | ALMEL_110KV | BANK-1 | F02 | B | F02-KURABATAHALLI IP | AGRICULTURE | VIJAYAPUR | SINDAGI | BELAGAVI | VIJAYAPUR | INDI | SINDAGI | DEVANAGON
144 | AHERI_220KV | AHERI_220KV | 181675009C | ALMEL_110KV | BANK-1 | F03 | C | F03-ALMEL TOWN | URBAN NDHQ | VIJAYAPUR | SINDAGI | BELAGAVI | VIJAYAPUR | INDI | SINDAGI | ALMEL
145 | AHERI_220KV | AHERI_220KV | 181675009D | ALMEL_110KV | BANK-1 | F04 | D | F04-HUVINALLI | AGRICULTURE | VIJAYAPUR | SINDAGI | BELAGAVI | VIJAYAPUR | INDI | SINDAGI | ALMEL
146 | AHERI_220KV | AHERI_220KV | 181675009E | ALMEL_110KV | BANK-1 | F05 | E | F05-ALMEL IP | AGRICULTURE | VIJAYAPUR | SINDAGI | BELAGAVI | VIJAYAPUR | INDI | SINDAGI | DEVANAGON
147 | AHERI_220KV | AHERI_220KV | 181675009F | ALMEL_110KV | BANK-1 | F06 | F | F06-BOMANALLI IP | AGRICULTURE | VIJAYAPUR | SINDAGI | BELAGAVI | VIJAYAPUR | INDI | SINDAGI | ALMEL
148 | AHERI_220KV | AHERI_220KV | 181675009H | ALMEL_110KV | BANK-3 | F15 | H | F15-BALAGANUR | AGRICULTURE | VIJAYAPUR | SINDAGI | BELAGAVI | VIJAYAPUR | INDI | SINDAGI | ALMEL
149 | AHERI_220KV | AHERI_220KV | 181675009I | ALMEL_110KV | BANK-2 | F08 | I | F08-VIBUTIHALLI | AGRICULTURE | VIJAYAPUR | SINDAGI | BELAGAVI | VIJAYAPUR | INDI | SINDAGI | ALMEL
150 | AHERI_220KV | AHERI_220KV | 181675009J | ALMEL_110KV | BANK-2 | F11 | J | F11-HIKKANAGUTTI | AGRICULTURE | VIJAYAPUR | SINDAGI | BELAGAVI | VIJAYAPUR | INDI | SINDAGI | ALMEL
151 | AHERI_220KV | AHERI_220KV | 181675009K | ALMEL_110KV | BANK-2 | F12 | K | F12-BABALESHWAR | AGRICULTURE | VIJAYAPUR | SINDAGI | BELAGAVI | VIJAYAPUR | INDI | SINDAGI | ALMEL
152 | AHERI_220KV | AHERI_220KV | 181675009L | ALMEL_110KV | BANK-2 | F13 | L | F13-KORALLI | AGRICULTURE | VIJAYAPUR | SINDAGI | BELAGAVI | VIJAYAPUR | INDI | SINDAGI | ALMEL
153 | AHERI_220KV | AHERI_220KV | 181675009M | ALMEL_110KV | BANK-3 | F19 | M | F19-VIBHUTIHALLI NJY | NJY | VIJAYAPUR | ALMEL | BELAGAVI | VIJAYAPUR | INDI | SINDAGI | ALMEL
154 | AHERI_220KV | AHERI_220KV | 181675009N | ALMEL_110KV | BANK-2 | F14 | N | F14-GUNDAGI NJY | NJY | VIJAYAPUR | ALMEL | BELAGAVI | VIJAYAPUR | INDI | SINDAGI | DEVANAGON
155 | AHERI_220KV | AHERI_220KV | 181675009O | ALMEL_110KV | BANK-2 | F10 | O | F10-HOSUR IP | AGRICULTURE | VIJAYAPUR | ALMEL | BELAGAVI | VIJAYAPUR | INDI | SINDAGI | ALMEL
156 | AHERI_220KV | AHERI_220KV | 181675009P | ALMEL_110KV | BANK-1 | F07 | P | F07-KPR | AGRICULTURE | VIJAYAPUR | ALMEL | BELAGAVI | VIJAYAPUR | INDI | SINDAGI | ALMEL
157 | AHERI_220KV | AHERI_220KV | 181675009Q | ALMEL_110KV | BANK-3 | F17 | Q | F17-KADANI IP | AGRICULTURE | VIJAYAPUR | ALMEL | BELAGAVI | VIJAYAPUR | INDI | SINDAGI | ALMEL
158 | AHERI_220KV | AHERI_220KV | 181675009R | ALMEL_110KV | BANK-3 | F16 | R | F16-RAMANALLI IP | AGRICULTURE | VIJAYAPUR | ALMEL | BELAGAVI | VIJAYAPUR | INDI | SINDAGI | ALMEL
159 | AHERI_220KV | AHERI_220KV | 181675009S | ALMEL_110KV | BANK-2 | F09 | S | F09-BANDAGAR IP | AGRICULTURE | VIJAYAPUR | ALMEL | BELAGAVI | VIJAYAPUR | INDI | SINDAGI | ALMEL
164 | AMBEWADI_220KV | HALIYAL(ALLOLLI)_110KV | 250866420A | ALNAVAR_110KV | BANK-1 | F01 | A | F01-BENACHI | AGRICULTURE | DHARWAD | DHARWAD | HUBBALLI | HUBBALLI | DHARWAD RURAL | DHARWAD RSD | ALNAVAR
165 | AMBEWADI_220KV | HALIYAL(ALLOLLI)_110KV | 250866420B | ALNAVAR_110KV | BANK-1 | F02 | B | F02-HULLIKERI NJY | NJY | DHARWAD | DHARWAD | HUBBALLI | HUBBALLI | DHARWAD RURAL | DHARWAD RSD | ALNAVAR
166 | AMBEWADI_220KV | HALIYAL(ALLOLLI)_110KV | 250866420C | ALNAVAR_110KV | BANK-1 | F03 | C | F03-DORI NJY | NJY | DHARWAD | DHARWAD | HUBBALLI | HUBBALLI | DHARWAD RURAL | DHARWAD RSD | ALNAVAR
167 | AMBEWADI_220KV | HALIYAL(ALLOLLI)_110KV | 250866420D | ALNAVAR_110KV | BANK-1 | F10 | D | F10-ALNAVAR | URBAN NDHQ | DHARWAD | DHARWAD | HUBBALLI | HUBBALLI | DHARWAD RURAL | DHARWAD RSD | ALNAVAR
168 | AMBEWADI_220KV | HALIYAL(ALLOLLI)_110KV | 120544420E | ALNAVAR_110KV | BANK-1 | F05 | E | F05-GODHOLI | AGRICULTURE | BELAGAVI | KHANAPUR | BELAGAVI | BELAGAVI | BELAGAVI RURAL | KHANAPUR | BEEDI
169 | AMBEWADI_220KV | HALIYAL(ALLOLLI)_110KV | 120544420F | ALNAVAR_110KV | BANK-2 | F12 | F | F12-AURATABAIL NJY | NJY | BELAGAVI | KHANAPUR | BELAGAVI | BELAGAVI | BELAGAVI RURAL | KHANAPUR | BEEDI
170 | AMBEWADI_220KV | HALIYAL(ALLOLLI)_110KV | 250866420K | ALNAVAR_110KV | BANK-2 | F11 | K | F11-SCHOOL | URBAN NDHQ | DHARWAD | ALNAVAR | HUBBALLI | HUBBALLI | DHARWAD RURAL | DHARWAD RSD | ALNAVAR
171 | AMBEWADI_220KV | HALIYAL(ALLOLLI)_110KV | 250866420H | ALNAVAR_110KV | BANK-2 | F08 | H | F08-KADABAGATTI | AGRICULTURE | DHARWAD | ALNAVAR | HUBBALLI | HUBBALLI | DHARWAD RURAL | DHARWAD RSD | ALNAVAR
172 | AMBEWADI_220KV | HALIYAL(ALLOLLI)_110KV | 120544420G | ALNAVAR_110KV | BANK-1 | F06 | G | F06-LINGANAMATH | AGRICULTURE | BELAGAVI | KHANAPUR | BELAGAVI | BELAGAVI | BELAGAVI RURAL | KHANAPUR | BEEDI
173 | AMBEWADI_220KV | HALIYAL(ALLOLLI)_110KV | 250866420I | ALNAVAR_110KV | BANK-2 | F07 | I | F07-BALAGERI IP | AGRICULTURE | DHARWAD | DHARWAD | HUBBALLI | HUBBALLI | DHARWAD RURAL | DHARWAD RSD | ALNAVAR
174 | AMBEWADI_220KV | HALIYAL(ALLOLLI)_110KV | 250866420L | ALNAVAR_110KV | BANK-2 | F04 | L | F04-VIDYANAGAR | URBAN NDHQ | DHARWAD | ALNAVAR | HUBBALLI | HUBBALLI | DHARWAD RURAL | DHARWAD RSD | ALNAVAR
175 | AMBEWADI_220KV | HALIYAL(ALLOLLI)_110KV | 250866420M | ALNAVAR_110KV | BANK-2 | F09 | M | F09-HINDASAGERI IP | AGRICULTURE | DHARWAD | ALNAVAR | HUBBALLI | HUBBALLI | DHARWAD RURAL | DHARWAD RSD | ALNAVAR
176 | AMBEWADI_220KV | AMBEWADI_220KV | 272526011A | AMBEWADI_220KV | BANK-1 | F02 | A | F02-SHREYAS PAPERS | RURAL | UTTAR KANNADA | HALIYAL | HUBBALLI | SIRSI | DANDELI | DANDELI | DANDELI URBAN
177 | AMBEWADI_220KV | AMBEWADI_220KV | 272526011B | AMBEWADI_220KV | BANK-2 | F09 | B | F09-PROJECT 1&2 | RURAL | UTTAR KANNADA | HALIYAL | HUBBALLI | SIRSI | DANDELI | DANDELI | DANDELI RURAL
178 | AMBEWADI_220KV | AMBEWADI_220KV | 272526011C | AMBEWADI_220KV | BANK-1 | F04 | C | F04-MAILARLINGA | RURAL | UTTAR KANNADA | DANDELI | HUBBALLI | SIRSI | DANDELI | DANDELI | DANDELI RURAL
179 | AMBEWADI_220KV | AMBEWADI_220KV | 272526011E | AMBEWADI_220KV | BANK-1 | F05 | E | F05-VANASHRI NAGAR | URBAN NDHQ | UTTAR KANNADA | HALIYAL | HUBBALLI | SIRSI | DANDELI | DANDELI | DANDELI URBAN
180 | AMBEWADI_220KV | AMBEWADI_220KV | 272526011F | AMBEWADI_220KV | BANK-2 | F07 | F | F07-DFA | URBAN NDHQ | UTTAR KANNADA | HALIYAL | HUBBALLI | SIRSI | DANDELI | DANDELI | DANDELI URBAN
181 | AMBEWADI_220KV | AMBEWADI_220KV | 272526011G | AMBEWADI_220KV | BANK-1 | F01 | G | F01-KALI | RURAL | UTTAR KANNADA | DANDELI | HUBBALLI | SIRSI | DANDELI | DANDELI | DANDELI RURAL
182 | AMBEWADI_220KV | AMBEWADI_220KV | 272526011H | AMBEWADI_220KV | BANK-2 | F06 | H | F06-JN ROAD | URBAN NDHQ | UTTAR KANNADA | HALIYAL | HUBBALLI | SIRSI | DANDELI | DANDELI | DANDELI URBAN
183 | AMBEWADI_220KV | AMBEWADI_220KV | 272526011L | AMBEWADI_220KV | BANK-1 | F08 | L | F08-HALIYAL ROAD | URBAN NDHQ | UTTAR KANNADA | DANDELI | HUBBALLI | SIRSI | DANDELI | DANDELI | DANDELI URBAN
184 | AMBEWADI_220KV | AMBEWADI_220KV | 272526011I | AMBEWADI_220KV | BANK-2 | F10 | I | F10-WCPM-2 | INDUSTRIAL | UTTAR KANNADA | HALIYAL | HUBBALLI | SIRSI | DANDELI | DANDELI | DANDELI URBAN
185 | AMBEWADI_220KV | AMBEWADI_220KV | 272526011J | AMBEWADI_220KV | BANK-2 | F11 | J | F11-WCPM-1 | INDUSTRIAL | UTTAR KANNADA | HALIYAL | HUBBALLI | SIRSI | DANDELI | DANDELI | DANDELI URBAN
186 | AMBEWADI_220KV | AMBEWADI_220KV | 272526011K | AMBEWADI_220KV | BANK-1 | F03 | K | F03-HALIYAL WATER SUPPLY | WATER SUPPLY | UTTAR KANNADA | HALIYAL | HUBBALLI | SIRSI | DANDELI | DANDELI | DANDELI URBAN
187 | KUSHTAGI_220KV | HUNGUND_110KV | 110339012A | AMINAGAD_33KV | BANK-2 | F01 | A | F01-AMINAGAD | URBAN NDHQ | BAGALKOT | HUNGUND | BELAGAVI | BAGALKOT | BAGALKOT | HUNAGUND | AMINAGAD
188 | KUSHTAGI_220KV | HUNGUND_110KV | 110339012B | AMINAGAD_33KV | BANK-2 | F02 | B | F02-CHITTARAGI | AGRICULTURE | BAGALKOT | HUNGUND | BELAGAVI | BAGALKOT | BAGALKOT | HUNAGUND | AMINAGAD
189 | KUSHTAGI_220KV | HUNGUND_110KV | 110339012C | AMINAGAD_33KV | BANK-1 | F03 | C | F03-RAKKASAGI NJY | NJY | BAGALKOT | HUNGUND | BELAGAVI | BAGALKOT | BAGALKOT | HUNAGUND | AMINAGAD
190 | KUSHTAGI_220KV | HUNGUND_110KV | 110339012D | AMINAGAD_33KV | BANK-1 | F04 | D | F04-AIHOLE IP | AGRICULTURE | BAGALKOT | HUNGUND | BELAGAVI | BAGALKOT | BAGALKOT | HUNAGUND | AMINAGAD
191 | KUSHTAGI_220KV | HUNGUND_110KV | 110339012E | AMINAGAD_33KV | BANK-1 | F05 | E | F05-MINES NJY | NJY | BAGALKOT | HUNGUND | BELAGAVI | BAGALKOT | BAGALKOT | HUNAGUND | AMINAGAD
192 | KUSHTAGI_220KV | HUNGUND_110KV | 110339012F | AMINAGAD_33KV | BANK-2 | F06 | F | F06-KELUR NJY | NJY | BAGALKOT | HUNGUND | BELAGAVI | BAGALKOT | BAGALKOT | HUNAGUND | AMINAGAD
193 | KUSHTAGI_220KV | HUNGUND_110KV | 110339012G | AMINAGAD_33KV | BANK-2 | F07 | G | F07-NIMBALAGUNDI EIP | AGRICULTURE | BAGALKOT | HUNGUND | BELAGAVI | BAGALKOT | BAGALKOT | HUNAGUND | AMINAGAD
195 | VAJRAMATTI_220KV | BILAGI_110KV | 111910013I | ANAGAWADI_33KV | BANK-1 | F08 | I | F08-SUNAG NJY | NJY | BAGALKOT | BILAGI | BELAGAVI | BAGALKOT | MUDHOL | BILAGI | ANAGAWADI
196 | VAJRAMATTI_220KV | BILAGI_110KV | 111910013B | ANAGAWADI_33KV | BANK-1 | F02 | B | F02-YALLIGUTTI | AGRICULTURE | BAGALKOT | BILAGI | BELAGAVI | BAGALKOT | MUDHOL | BILAGI | ANAGAWADI
197 | VAJRAMATTI_220KV | BILAGI_110KV | 111910013C | ANAGAWADI_33KV | BANK-1 | F03 | C | F03-TUMMARAMATTI | AGRICULTURE | BAGALKOT | BILAGI | BELAGAVI | BAGALKOT | MUDHOL | BILAGI | ANAGAWADI
198 | VAJRAMATTI_220KV | BILAGI_110KV | 111910013D | ANAGAWADI_33KV | BANK-2 | F04 | D | F04-ANAGAWADI | AGRICULTURE | BAGALKOT | BILAGI | BELAGAVI | BAGALKOT | MUDHOL | BILAGI | ANAGAWADI
199 | VAJRAMATTI_220KV | BILAGI_110KV | 111910013E | ANAGAWADI_33KV | BANK-2 | F05 | E | F05-WATER SUPPLY | WATER SUPPLY | BAGALKOT | BILAGI | BELAGAVI | BAGALKOT | MUDHOL | BILAGI | ANAGAWADI
200 | VAJRAMATTI_220KV | BILAGI_110KV | 111910013F | ANAGAWADI_33KV | BANK-2 | F06 | F | F06-SUNAGA | AGRICULTURE | BAGALKOT | BILAGI | BELAGAVI | BAGALKOT | MUDHOL | BILAGI | ANAGAWADI
201 | VAJRAMATTI_220KV | BILAGI_110KV | 111910013G | ANAGAWADI_33KV | BANK-2 | F07 | G | F07-ANAGAWADI NJY | NJY | BAGALKOT | BILAGI | BELAGAVI | BAGALKOT | MUDHOL | BILAGI | ANAGAWADI
202 | VAJRAMATTI_220KV | BILAGI_110KV | 111910013K | ANAGAWADI_33KV | BANK-1 | F01 | K | F01-KORAMMADEVI | AGRICULTURE | BAGALKOT | BILAGI | BELAGAVI | BAGALKOT | MUDHOL | BILAGI | BILAGI
205 | SRS_HUBLI_220KV | SRS_HUBLI_220KV | 251423014B | ANANDNAGAR_110KV | BANK-1 | F02 | B | F02-SIDDARUDHA | URBAN DHQ | DHARWAD | HUBBALLI | HUBBALLI | HUBBALLI | HUBBALLI URBAN | HUBBALLI CSD-2 | CHANAKYAPURI
206 | SRS_HUBLI_220KV | SRS_HUBLI_220KV | 251425014C | ANANDNAGAR_110KV | BANK-1 | F03 | C | F03-SUBASH NAGAR | URBAN DHQ | DHARWAD | HUBBALLI | HUBBALLI | HUBBALLI | HUBBALLI URBAN | HUBBALLI CSD-3 | VIDYUTNAGAR
207 | SRS_HUBLI_220KV | SRS_HUBLI_220KV | 251425014D | ANANDNAGAR_110KV | BANK-1 | F04 | D | F04-ANAND NAGAR | URBAN DHQ | DHARWAD | HUBBALLI | HUBBALLI | HUBBALLI | HUBBALLI URBAN | HUBBALLI CSD-3 | VIDYUTNAGAR
209 | SRS_HUBLI_220KV | SRS_HUBLI_220KV | 251423014F | ANANDNAGAR_110KV | BANK-2 | F06 | F | F06-A-7 TRUNK | URBAN DHQ | DHARWAD | HUBBALLI | HUBBALLI | HUBBALLI | HUBBALLI URBAN | HUBBALLI CSD-2 | CHANAKYAPURI
210 | SRS_HUBLI_220KV | SRS_HUBLI_220KV | 251423014G | ANANDNAGAR_110KV | BANK-2 | F07 | G | F07-K2 INDIPUMP | URBAN DHQ | DHARWAD | HUBBALLI | HUBBALLI | HUBBALLI | HUBBALLI URBAN | HUBBALLI CSD-2 | CHANAKYAPURI
211 | SRS_HUBLI_220KV | SRS_HUBLI_220KV | 251423014H | ANANDNAGAR_110KV | BANK-2 | F08 | H | F08-ESI | URBAN DHQ | DHARWAD | HUBBALLI | HUBBALLI | HUBBALLI | HUBBALLI URBAN | HUBBALLI CSD-2 | SO1/CHANAKYAPURI
212 | SRS_HUBLI_220KV | SRS_HUBLI_220KV | 251425014J | ANANDNAGAR_110KV | BANK-2 | F10 | J | F10-SHAKTINAGAR(U3 TRUNK) | URBAN DHQ | DHARWAD | HUBBALLI | HUBBALLI | HUBBALLI | HUBBALLI URBAN | HUBBALLI CSD-3 | UDYAM NAGAR
214 | BELAGAVI_220KV | HUDALI_110KV | 121130015A | ANKALAGI_110KV | BANK-1 | F01 | A | F01-ANKALAGI NJY | NJY | BELAGAVI | GOKAK | BELAGAVI | BELAGAVI | GHATAPRABHA | GOKAK | ANKALAGI
215 | BELAGAVI_220KV | HUDALI_110KV | 121130015B | ANKALAGI_110KV | BANK-1 | F02 | B | F02-SULDAL | AGRICULTURE | BELAGAVI | GOKAK | BELAGAVI | BELAGAVI | GHATAPRABHA | GOKAK | ANKALAGI
216 | BELAGAVI_220KV | HUDALI_110KV | 121130015C | ANKALAGI_110KV | BANK-1 | F03 | C | F03-YADDALAGUDDA | AGRICULTURE | BELAGAVI | GOKAK | BELAGAVI | BELAGAVI | GHATAPRABHA | GOKAK | ANKALAGI
217 | BELAGAVI_220KV | HUDALI_110KV | 121130015D | ANKALAGI_110KV | BANK-1 | F04 | D | F04-KUNDARGI | AGRICULTURE | BELAGAVI | GOKAK | BELAGAVI | BELAGAVI | GHATAPRABHA | GOKAK | ANKALAGI
218 | BELAGAVI_220KV | HUDALI_110KV | 121130015E | ANKALAGI_110KV | BANK-1 | F05 | E | F05-KUNDARGI NJY | NJY | BELAGAVI | GOKAK | BELAGAVI | BELAGAVI | GHATAPRABHA | GOKAK | ANKALAGI
219 | BELAGAVI_220KV | HUDALI_110KV | 121130015F | ANKALAGI_110KV | BANK-2 | F06 | F | F06-URIBINATTI | AGRICULTURE | BELAGAVI | GOKAK | BELAGAVI | BELAGAVI | GHATAPRABHA | GOKAK | ANKALAGI
220 | BELAGAVI_220KV | HUDALI_110KV | 121130015G | ANKALAGI_110KV | BANK-2 | F07 | G | F07-AKKA TANGERHAL NJY | NJY | BELAGAVI | GOKAK | BELAGAVI | BELAGAVI | GHATAPRABHA | GOKAK | ANKALAGI
221 | BELAGAVI_220KV | HUDALI_110KV | 121130015H | ANKALAGI_110KV | BANK-2 | F08 | H | F08-KAITNAL HOSUR | AGRICULTURE | BELAGAVI | GOKAK | BELAGAVI | BELAGAVI | GHATAPRABHA | GOKAK | ANKALAGI
222 | BELAGAVI_220KV | HUDALI_110KV | 121130015I | ANKALAGI_110KV | BANK-2 | F09 | I | F09-DAVALATTI | AGRICULTURE | BELAGAVI | GOKAK | BELAGAVI | BELAGAVI | GHATAPRABHA | GOKAK | ANKALAGI
223 | BELAGAVI_220KV | HUDALI_110KV | 121130015J | ANKALAGI_110KV | BANK-2 | F10 | J | F10-GUJANAL NJY | NJY | BELAGAVI | GOKAK | BELAGAVI | BELAGAVI | GHATAPRABHA | GOKAK | ANKALAGI
227 | CHIKKODI_220KV | CHIKKODI_220KV | 130713016B | ANKALI_110KV | BANK-1 | F02 | B | F02-BRUNDAVAN | AGRICULTURE | BELAGAVI | CHIKKODI | BELAGAVI | CHIKKODI | CHIKKODI | CHIKKODI | ANKALI
228 | CHIKKODI_220KV | CHIKKODI_220KV | 130713016D | ANKALI_110KV | BANK-1 | F04 | D | F04-ANKALI TOWN NJY | NJY | BELAGAVI | CHIKKODI | BELAGAVI | CHIKKODI | CHIKKODI | CHIKKODI | ANKALI
229 | CHIKKODI_220KV | CHIKKODI_220KV | 130713016F | ANKALI_110KV | BANK-2 | F07 | F | F07-LAXMI | AGRICULTURE | BELAGAVI | CHIKKODI | BELAGAVI | CHIKKODI | CHIKKODI | CHIKKODI | ANKALI
230 | CHIKKODI_220KV | CHIKKODI_220KV | 130713016G | ANKALI_110KV | BANK-2 | F08 | G | F08-KADAPUR | AGRICULTURE | BELAGAVI | CHIKKODI | BELAGAVI | CHIKKODI | CHIKKODI | CHIKKODI | ANKALI
232 | CHIKKODI_220KV | CHIKKODI_220KV | 130713016L | ANKALI_110KV | BANK-2 | F06 | L | F06-ANKALI WATER SUPPLY | WATER SUPPLY | BELAGAVI | CHIKKODI | BELAGAVI | CHIKKODI | CHIKKODI | CHIKKODI | ANKALI
233 | CHIKKODI_220KV | CHIKKODI_220KV | 130713016M | ANKALI_110KV | BANK-3 | F13 | M | F13-SIDDAPURWADI | AGRICULTURE | BELAGAVI | CHIKKODI | BELAGAVI | CHIKKODI | CHIKKODI | CHIKKODI | ANKALI
234 | CHIKKODI_220KV | CHIKKODI_220KV | 130713016N | ANKALI_110KV | BANK-3 | F14 | N | F14-RUPINAL | AGRICULTURE | BELAGAVI | CHIKKODI | BELAGAVI | CHIKKODI | CHIKKODI | CHIKKODI | ANKALI
235 | CHIKKODI_220KV | CHIKKODI_220KV | 130713016O | ANKALI_110KV | BANK-3 | F15 | O | F15-ANKALI RIVER BED | AGRICULTURE | BELAGAVI | CHIKKODI | BELAGAVI | CHIKKODI | CHIKKODI | CHIKKODI | ANKALI
236 | CHIKKODI_220KV | CHIKKODI_220KV | 130713016P | ANKALI_110KV | BANK-3 | F16 | P | F16-LIS BAMBALWADI | LIFT IRRIGATION | BELAGAVI | CHIKKODI | BELAGAVI | CHIKKODI | CHIKKODI | CHIKKODI | ANKALI
237 | CHIKKODI_220KV | CHIKKODI_220KV | 130713016Q | ANKALI_110KV | BANK-3 | F17 | Q | F17-YADUR RIVER BED | AGRICULTURE | BELAGAVI | CHIKKODI | BELAGAVI | CHIKKODI | CHIKKODI | CHIKKODI | YADUR
238 | CHIKKODI_220KV | CHIKKODI_220KV | 132060016A | ANKALI_110KV | BANK-2 | F09 | A | F09-NASALAPUR | AGRICULTURE | BELAGAVI | RAIBAG | BELAGAVI | CHIKKODI | RAIBAG | RAIBAG | NANDIKURLI
239 | CHIKKODI_220KV | CHIKKODI_220KV | 132060016S | ANKALI_110KV | BANK-1 | F01 | S | F01-SAVADATTI 2 | AGRICULTURE | BELAGAVI | RAIBAG | BELAGAVI | CHIKKODI | RAIBAG | RAIBAG | NANDIKURLI
240 | CHIKKODI_220KV | CHIKKODI_220KV | 132060016C | ANKALI_110KV | BANK-1 | F03 | C | F03-SUGANDADEVI | AGRICULTURE | BELAGAVI | RAIBAG | BELAGAVI | CHIKKODI | RAIBAG | RAIBAG | NANDIKURLI
241 | CHIKKODI_220KV | CHIKKODI_220KV | 132060016E | ANKALI_110KV | BANK-2 | F05 | E | F05-SAVADATTI 1 | AGRICULTURE | BELAGAVI | RAIBAG | BELAGAVI | CHIKKODI | RAIBAG | RAIBAG | NANDIKURLI
242 | CHIKKODI_220KV | CHIKKODI_220KV | 132060016K | ANKALI_110KV | BANK-2 | F11 | K | F11-SAVADATTI NJY AND NASALAPUR NJY | NJY | BELAGAVI | RAIBAG | BELAGAVI | CHIKKODI | RAIBAG | RAIBAG | NANDIKURLI
243 | CHIKKODI_220KV | CHIKKODI_220KV | 130713016R | ANKALI_110KV | BANK-1 | F12 | R | F12-HANUMAN | AGRICULTURE | BELAGAVI | CHIKKODI | BELAGAVI | CHIKKODI | CHIKKODI | CHIKKODI | ANKALI
245 | KARWAR_220KV | KARWAR_220KV | 271802034B | ANKOLA(BALEGULI)_110KV | BANK-1 | F01 | B | F01-BELEKERI | RURAL | UTTAR KANNADA | ANKOLA | HUBBALLI | SIRSI | KARWAR | ANKOLA | S.O.2
246 | KARWAR_220KV | KARWAR_220KV | 271802034F | ANKOLA(BALEGULI)_110KV | BANK-1 | F02 | F | F02-AGSUR | RURAL | UTTAR KANNADA | ANKOLA | HUBBALLI | SIRSI | KARWAR | ANKOLA | S.O.2
247 | KARWAR_220KV | KARWAR_220KV | 271802034G | ANKOLA(BALEGULI)_110KV | BANK-1 | F03 | G | F03-NAVAGADDE | RURAL | UTTAR KANNADA | ANKOLA | HUBBALLI | SIRSI | KARWAR | ANKOLA | S.O.2
248 | KARWAR_220KV | KARWAR_220KV | 271802034D | ANKOLA(BALEGULI)_110KV | BANK-1 | F06 | D | F06-VODAFONE | RURAL | UTTAR KANNADA | ANKOLA | HUBBALLI | SIRSI | KARWAR | ANKOLA | S.O.2
251 | KARWAR_220KV | ANKOLA(BALEGULI)_110KV | 271802017A | ANKOLA_33KV | BANK-1 | F01 | A | F01-GUNDABALA | RURAL | UTTAR KANNADA | ANKOLA | HUBBALLI | SIRSI | KARWAR | ANKOLA | S.O.1
252 | KARWAR_220KV | ANKOLA(BALEGULI)_110KV | 271802017B | ANKOLA_33KV | BANK-1 | F03 | B | F03-VANDIGE | RURAL | UTTAR KANNADA | ANKOLA | HUBBALLI | SIRSI | KARWAR | ANKOLA | S.O.1
253 | KARWAR_220KV | ANKOLA(BALEGULI)_110KV | 271802017C | ANKOLA_33KV | BANK-1 | F02 | C | F02-AGRAGON | RURAL | UTTAR KANNADA | ANKOLA | HUBBALLI | SIRSI | KARWAR | ANKOLA | S.O.1
254 | KARWAR_220KV | ANKOLA(BALEGULI)_110KV | 271802017D | ANKOLA_33KV | BANK-2 | F06 | D | F06-ANKOLA | URBAN NDHQ | UTTAR KANNADA | ANKOLA | HUBBALLI | SIRSI | KARWAR | ANKOLA | S.O.1
255 | KARWAR_220KV | ANKOLA(BALEGULI)_110KV | 271802017E | ANKOLA_33KV | BANK-2 | F05 | E | F05-AMBARKODLA | URBAN NDHQ | UTTAR KANNADA | ANKOLA | HUBBALLI | SIRSI | KARWAR | ANKOLA | S.O.1
256 | AMBEWADI_220KV | SUPA(G/S)_110KV | 272526018B | ANMOD_110KV | BANK-1 | F02 | B | F02-AKHETI | RURAL | UTTAR KANNADA | JOIDA | HUBBALLI | SIRSI | DANDELI | DANDELI | RAMANAGAR
257 | AMBEWADI_220KV | SUPA(G/S)_110KV | 272526018A | ANMOD_110KV | BANK-1 | F01 | A | F01-ANMOD | RURAL | UTTAR KANNADA | JOIDA | HUBBALLI | SIRSI | DANDELI | DANDELI | RAMANAGAR
258 | AMBEWADI_220KV | SUPA(G/S)_110KV | 272526018C | ANMOD_110KV | BANK-1 | F03 | C | F03-BAZARKUNANG | RURAL | UTTAR KANNADA | JOIDA | HUBBALLI | SIRSI | DANDELI | DANDELI | RAMANAGAR
259 | BIDNAL_220KV | BIDNAL_220KV | 251356019A | ANNIGERI_110KV | BANK-1 | F02 | A | F02-BHADRAPUR | AGRICULTURE | DHARWAD | NAVALGUND | HUBBALLI | HUBBALLI | HUBBALLI RURAL | NAVALGUND | ANNIGERI U
260 | BIDNAL_220KV | BIDNAL_220KV | 251356019B | ANNIGERI_110KV | BANK-1 | F01 | B | F01-NALAVADI NJY | NJY | DHARWAD | NAVALGUND | HUBBALLI | HUBBALLI | HUBBALLI RURAL | NAVALGUND | ANNIGERI U
261 | BIDNAL_220KV | BIDNAL_220KV | 251356019I | ANNIGERI_110KV | BANK-1 | F03 | I | F03-MAJJIGUDDA NJY | NJY | DHARWAD | ANNIGERI | HUBBALLI | HUBBALLI | HUBBALLI RURAL | NAVALGUND | ANNIGERI U
262 | BIDNAL_220KV | BIDNAL_220KV | 251356019D | ANNIGERI_110KV | BANK-1 | F04 | D | F04-KOLIWAD NJY | NJY | DHARWAD | HUBBALLI | HUBBALLI | HUBBALLI | HUBBALLI RURAL | HUBBALLI RSD | SHIRAGUPPI
263 | BIDNAL_220KV | BIDNAL_220KV | 251356019E | ANNIGERI_110KV | BANK-1 | F05 | E | F05-ANNIGERI TOWN | URBAN NDHQ | DHARWAD | NAVALGUND | HUBBALLI | HUBBALLI | HUBBALLI RURAL | NAVALGUND | ANNIGERI U
264 | BIDNAL_220KV | BIDNAL_220KV | 251356019F | ANNIGERI_110KV | BANK-1 | F06 | F | F06-HALLIKERI | AGRICULTURE | DHARWAD | NAVALGUND | HUBBALLI | HUBBALLI | HUBBALLI RURAL | NAVALGUND | ANNIGERI R
265 | BIDNAL_220KV | BIDNAL_220KV | 251356019G | ANNIGERI_110KV | BANK-1 | F07 | G | F07-KONDIKOPPA NJY | NJY | DHARWAD | ANNIGERI | HUBBALLI | HUBBALLI | HUBBALLI RURAL | NAVALGUND | ANNIGERI U
267 | HAVERI_220KV | BYADAGI_110KV | 242211407A | ARABHAGONDA_33KV | BANK-1 | F01 | A | F01-ARABAGONDA IP | AGRICULTURE | HAVERI | BYADAGI | HUBBALLI | HAVERI | RANEBENNUR | BYADAGI | MOTEBENNUR
268 | HAVERI_220KV | BYADAGI_110KV | 242211407B | ARABHAGONDA_33KV | BANK-1 | F02 | B | F02-KENGONDA NJY | NJY | HAVERI | BYADAGI | HUBBALLI | HAVERI | RANEBENNUR | BYADAGI | MOTEBENNUR
269 | HAVERI_220KV | BYADAGI_110KV | 242211407H | ARABHAGONDA_33KV | BANK-1 | F03 | H | F03-SEVANAGAR IP | AGRICULTURE | HAVERI | BYADAGI | HUBBALLI | HAVERI | RANEBENNUR | BYADAGI | MOTEBENNUR
271 | HAVERI_220KV | BYADAGI_110KV | 242211407E | ARABHAGONDA_33KV | BANK-2 | F05 | E | F05-KADAMANAHALLI IP | AGRICULTURE | HAVERI | BYADAGI | HUBBALLI | HAVERI | RANEBENNUR | BYADAGI | MOTEBENNUR
272 | HAVERI_220KV | BYADAGI_110KV | 242211407F | ARABHAGONDA_33KV | BANK-2 | F06 | F | F06-ALALGERI IP | AGRICULTURE | HAVERI | BYADAGI | HUBBALLI | HAVERI | RANEBENNUR | BYADAGI | MOTEBENNUR
273 | HAVERI_220KV | BYADAGI_110KV | 242211407G | ARABHAGONDA_33KV | BANK-2 | F07 | G | F07-KANCORE INDUSTRY | INDUSTRIAL | HAVERI | BYADAGI | HUBBALLI | HAVERI | RANEBENNUR | BYADAGI | MOTEBENNUR
276 | MUGALKHOD (KABBUR)_220KV |  | 121185481A | ARALIMATTI_110KV | BANK-1 | F01 | A | F01-VKP DONA IP | AGRICULTURE | BELAGAVI | MUDALAGI | BELAGAVI | BELAGAVI | GHATAPRABHA | MUDALAGI | KULAGOD
277 | MUGALKHOD (KABBUR)_220KV |  | 121185481B | ARALIMATTI_110KV | BANK-1 | F02 | B | F02-VENKATAPUR IP | AGRICULTURE | BELAGAVI | MUDALAGI | BELAGAVI | BELAGAVI | GHATAPRABHA | MUDALAGI | KULAGOD
278 | MUGALKHOD (KABBUR)_220KV |  | 121185481C | ARALIMATTI_110KV | BANK-1 | F03 | C | F03-RANGESHWAR IP | AGRICULTURE | BELAGAVI | MUDALAGI | BELAGAVI | BELAGAVI | GHATAPRABHA | MUDALAGI | KULAGOD
279 | MUGALKHOD (KABBUR)_220KV |  | 121185481D | ARALIMATTI_110KV | BANK-1 | F04 | D | F04-MANNAPUR NJY | NJY | BELAGAVI | MUDALAGI | BELAGAVI | BELAGAVI | GHATAPRABHA | MUDALAGI | KULAGOD
280 | MUGALKHOD (KABBUR)_220KV |  | 121185481E | ARALIMATTI_110KV | BANK-1 | F05 | E | F05-DAVALESHWAR IP | AGRICULTURE | BELAGAVI | MUDALAGI | BELAGAVI | BELAGAVI | GHATAPRABHA | MUDALAGI | KULAGOD
281 | MUGALKHOD (KABBUR)_220KV |  | 121185481F | ARALIMATTI_110KV | BANK-1 | F06 | F | F06-ARALIMATTI IP | AGRICULTURE | BELAGAVI | MUDALAGI | BELAGAVI | BELAGAVI | GHATAPRABHA | MUDALAGI | KULAGOD
282 | MUGALKHOD (KABBUR)_220KV |  | 121185481G | ARALIMATTI_110KV | BANK-2 | F07 | G | F07-YARAGUDRI DAM IP | AGRICULTURE | BELAGAVI | MUDALAGI | BELAGAVI | BELAGAVI | GHATAPRABHA | MUDALAGI | YADWAD
283 | MUGALKHOD (KABBUR)_220KV |  | 121185481H | ARALIMATTI_110KV | BANK-2 | F08 | H | F08-HANUMAN TEMPLE IP | AGRICULTURE | BELAGAVI | MUDALAGI | BELAGAVI | BELAGAVI | GHATAPRABHA | MUDALAGI | YADWAD
284 | MUGALKHOD (KABBUR)_220KV |  | 121185481I | ARALIMATTI_110KV | BANK-2 | F09 | I | F09-BEERESHWAR IP | AGRICULTURE | BELAGAVI | MUDALAGI | BELAGAVI | BELAGAVI | GHATAPRABHA | MUDALAGI | KULAGOD
285 | MUGALKHOD (KABBUR)_220KV |  | 121185481J | ARALIMATTI_110KV | BANK-2 | F10 | J | F10-HOSAYARGUDRI IP | AGRICULTURE | BELAGAVI | MUDALAGI | BELAGAVI | BELAGAVI | GHATAPRABHA | MUDALAGI | KULAGOD
286 | MUGALKHOD (KABBUR)_220KV |  | 121185481K | ARALIMATTI_110KV | BANK-2 | F11 | K | F11-AWARADI IP | AGRICULTURE | BELAGAVI | MUDALAGI | BELAGAVI | BELAGAVI | GHATAPRABHA | MUDALAGI | KULAGOD
287 | MUGALKHOD (KABBUR)_220KV |  | 121185481L | ARALIMATTI_110KV | BANK-2 | F12 | L | F12-AWARADI NJY | NJY | BELAGAVI | MUDALAGI | BELAGAVI | BELAGAVI | GHATAPRABHA | MUDALAGI | KULAGOD
288 | SAUNDATTI_220KV | SAUNDATTI_220KV | 120471392A | ARATAGAL_110KV | BANK-3 | F15 | A | F15-KAREMMA IP | AGRICULTURE | BELAGAVI | SAUNDATTI | BELAGAVI | BELAGAVI | BAILHONGAL | SAUNDATTI | MUNAVALLI
289 | SAUNDATTI_220KV | SAUNDATTI_220KV | 120471392C | ARATAGAL_110KV | BANK-1 | F03 | C | F03-BASARAGI IP | AGRICULTURE | BELAGAVI | SAUNDATTI | BELAGAVI | BELAGAVI | BAILHONGAL | SAUNDATTI | MUNAVALLI
290 | SAUNDATTI_220KV | SAUNDATTI_220KV | 120471392D | ARATAGAL_110KV | BANK-2 | F08 | D | F08-ARATAGAL IP | AGRICULTURE | BELAGAVI | SAUNDATTI | BELAGAVI | BELAGAVI | BAILHONGAL | SAUNDATTI | MUNAVALLI
292 | SAUNDATTI_220KV | SAUNDATTI_220KV | 120471392F | ARATAGAL_110KV | BANK-1 | F02 | F | F02-KIDADAL IP | AGRICULTURE | BELAGAVI | SAUNDATTI | BELAGAVI | BELAGAVI | BAILHONGAL | SAUNDATTI | MUNAVALLI
293 | SAUNDATTI_220KV | SAUNDATTI_220KV | 120471392G | ARATAGAL_110KV | BANK-1 | F04 | G | F04-SIMILAKKAMMA IP | AGRICULTURE | BELAGAVI | SAUNDATTI | BELAGAVI | BELAGAVI | BAILHONGAL | SAUNDATTI | MUNAVALLI
294 | SAUNDATTI_220KV | SAUNDATTI_220KV | 120471392M | ARATAGAL_110KV | BANK-2 | F07 | M | F07-CHUNCHANUR MADDI | AGRICULTURE | BELAGAVI | SAUNDATTI | BELAGAVI | BELAGAVI | BAILHONGAL | SAUNDATTI | MUNAVALLI
295 | SAUNDATTI_220KV | SAUNDATTI_220KV | 120471392H | ARATAGAL_110KV | BANK-3 | F16 | H | F16-VENKAPPANAMADDI IP | AGRICULTURE | BELAGAVI | SAUNDATTI | BELAGAVI | BELAGAVI | BAILHONGAL | SAUNDATTI | MUNAVALLI
296 | SAUNDATTI_220KV | SAUNDATTI_220KV | 120471392I | ARATAGAL_110KV | BANK-2 | F09 | I | F09-JAKABAL IP | AGRICULTURE | BELAGAVI | SAUNDATTI | BELAGAVI | BELAGAVI | BAILHONGAL | SAUNDATTI | MUNAVALLI
297 | SAUNDATTI_220KV | SAUNDATTI_220KV | 120471392J | ARATAGAL_110KV | BANK-2 | F10 | J | F10-LAXMINAGAR IP | AGRICULTURE | BELAGAVI | SAUNDATTI | BELAGAVI | BELAGAVI | BAILHONGAL | SAUNDATTI | MUNAVALLI
298 | SAUNDATTI_220KV | SAUNDATTI_220KV | 120471392K | ARATAGAL_110KV | BANK-1 | F01 | K | F01-BASARAGI NJY | NJY | BELAGAVI | SAUNDATTI | BELAGAVI | BELAGAVI | BAILHONGAL | SAUNDATTI | MUNAVALLI
299 | SAUNDATTI_220KV | SAUNDATTI_220KV | 120471392L | ARATAGAL_110KV | BANK-3 | F17 | L | F17-GOMAL IP | AGRICULTURE | BELAGAVI | SAUNDATTI | BELAGAVI | BELAGAVI | BAILHONGAL | SAUNDATTI | MUNAVALLI
308 | RANEBENNUR_220KV | RANEBENNUR_220KV | 242263021C | AREMALLAPURA_110KV | BANK-1 | F02 | C | F02-BEERESHWARA NJY | NJY | HAVERI | RANEBENNUR | HUBBALLI | HAVERI | RANEBENNUR | RANEBENNUR-2 | MEDLERI
309 | RANEBENNUR_220KV | RANEBENNUR_220KV | 242263021E | AREMALLAPURA_110KV | BANK-1 | F06 | E | F06-KHANDERAYANAHALLI | WATER SUPPLY | HAVERI | RANEBENNUR | HUBBALLI | HAVERI | RANEBENNUR | RANEBENNUR-2 | MEDLERI
310 | RANEBENNUR_220KV | RANEBENNUR_220KV | 242263021F | AREMALLAPURA_110KV | BANK-1 | F05 | F | F05-HIREBIDARI | AGRICULTURE | HAVERI | RANEBENNUR | HUBBALLI | HAVERI | RANEBENNUR | RANEBENNUR-2 | MEDLERI
311 | RANEBENNUR_220KV | RANEBENNUR_220KV | 242263021G | AREMALLAPURA_110KV | BANK-1 | F07 | G | F07-KONANA TAMBIGE | AGRICULTURE | HAVERI | RANEBENNUR | HUBBALLI | HAVERI | RANEBENNUR | RANEBENNUR-2 | MEDLERI
312 | RANEBENNUR_220KV | RANEBENNUR_220KV | 242263021H | AREMALLAPURA_110KV | BANK-2 | F11 | H | F11-HUVINAMARADI | AGRICULTURE | HAVERI | RANEBENNUR | HUBBALLI | HAVERI | RANEBENNUR | RANEBENNUR-2 | MEDLERI
313 | RANEBENNUR_220KV | RANEBENNUR_220KV | 242263021I | AREMALLAPURA_110KV | BANK-2 | F12 | I | F12-AIRANI | AGRICULTURE | HAVERI | RANEBENNUR | HUBBALLI | HAVERI | RANEBENNUR | RANEBENNUR-2 | MEDLERI
314 | RANEBENNUR_220KV | RANEBENNUR_220KV | 242263021J | AREMALLAPURA_110KV | BANK-2 | F13 | J | F13-TUMBA HOLE | AGRICULTURE | HAVERI | RANEBENNUR | HUBBALLI | HAVERI | RANEBENNUR | RANEBENNUR-2 | MEDLERI
315 | RANEBENNUR_220KV | RANEBENNUR_220KV | 242263021K | AREMALLAPURA_110KV | BANK-2 | F15 | K | F15-HOSAKERI | AGRICULTURE | HAVERI | RANEBENNUR | HUBBALLI | HAVERI | RANEBENNUR | RANEBENNUR-2 | MEDLERI
316 | RANEBENNUR_220KV | RANEBENNUR_220KV | 242263021M | AREMALLAPURA_110KV | BANK-2 | F10 | M | F10-MALLIKARJUNA NJY | NJY | HAVERI | RANEBENNUR | HUBBALLI | HAVERI | RANEBENNUR | RANEBENNUR-2 | MEDLERI
317 | RANEBENNUR_220KV | RANEBENNUR_220KV | 242263021N | AREMALLAPURA_110KV | BANK-2 | F09 | N | F09-JALIMARADI | AGRICULTURE | HAVERI | RANEBENNUR | HUBBALLI | HAVERI | RANEBENNUR | RANEBENNUR-2 | MEDLERI
318 | RANEBENNUR_220KV | RANEBENNUR_220KV | 242263021O | AREMALLAPURA_110KV | BANK-1 | F08 | O | F08-MEDLERI | AGRICULTURE | HAVERI | RANEBENNUR | HUBBALLI | HAVERI | RANEBENNUR | RANEBENNUR-2 | MEDLERI
319 | RANEBENNUR_220KV | RANEBENNUR_220KV | 242263021P | AREMALLAPURA_110KV | BANK-3 | F16 | P | F16-AJJAYYA | AGRICULTURE | HAVERI | RANEBENNUR | HUBBALLI | HAVERI | RANEBENNUR | RANEBENNUR-2 | CHALAGERI
320 | RANEBENNUR_220KV | RANEBENNUR_220KV | 242263021R | AREMALLAPURA_110KV | BANK-3 | F19 | R | F19-YAKALASAPURA | AGRICULTURE | HAVERI | RANEBENNUR | HUBBALLI | HAVERI | RANEBENNUR | RANEBENNUR-2 | MEDLERI
321 | RANEBENNUR_220KV | RANEBENNUR_220KV | 242263021S | AREMALLAPURA_110KV | BANK-3 | F18 | S | F18-AREMALLAPURA | AGRICULTURE | HAVERI | RANEBENNUR | HUBBALLI | HAVERI | RANEBENNUR | RANEBENNUR-2 | MEDLERI
322 | RANEBENNUR_220KV | RANEBENNUR_220KV | 242263021T | AREMALLAPURA_110KV | BANK-3 | F20 | T | F20-BHAVANI NJY | NJY | HAVERI | RANEBENNUR | HUBBALLI | HAVERI | RANEBENNUR | RANEBENNUR-2 | MEDLERI
323 | RANEBENNUR_220KV | RANEBENNUR_220KV | 242263021U | AREMALLAPURA_110KV | BANK-1 | F01 | U | F01-TALLI LINGESHWARA | AGRICULTURE | HAVERI | RANEBENNUR | HUBBALLI | HAVERI | RANEBENNUR | RANEBENNUR-2 | MEDLERI
324 | RANEBENNUR_220KV | RANEBENNUR_220KV | 242263021V | AREMALLAPURA_110KV | BANK-1 | F03 | V | F03-Y T YELLAPURA | AGRICULTURE | HAVERI | RANEBENNUR | HUBBALLI | HAVERI | RANEBENNUR | RANEBENNUR-2 | MEDLERI
325 | RANEBENNUR_220KV | RANEBENNUR_220KV | 242263021W | AREMALLAPURA_110KV | BANK-1 | F04 | W | F04-SOMLAPURA | AGRICULTURE | HAVERI | RANEBENNUR | HUBBALLI | HAVERI | RANEBENNUR | RANEBENNUR-2 | MEDLERI
326 | RANEBENNUR_220KV | RANEBENNUR_220KV | 242263021X | AREMALLAPURA_110KV | BANK-2 | F14 | X | F14-HOLIMATHA | AGRICULTURE | HAVERI | RANEBENNUR | HUBBALLI | HAVERI | RANEBENNUR | RANEBENNUR-2 | MEDLERI
327 | RANEBENNUR_220KV | RANEBENNUR_220KV | 242263021Y | AREMALLAPURA_110KV | BANK-3 | F21 | Y | F21-MEDLERI TANDA | AGRICULTURE | HAVERI | RANEBENNUR | HUBBALLI | HAVERI | RANEBENNUR | RANEBENNUR-2 | MEDLERI
328 | RANEBENNUR_220KV | RANEBENNUR_220KV | 242263021Z | AREMALLAPURA_110KV | BANK-3 | F17 | Z | F17-RAHUTANAKATTI | AGRICULTURE | HAVERI | RANEBENNUR | HUBBALLI | HAVERI | RANEBENNUR | RANEBENNUR-2 | MEDLERI
341 | AMBEWADI_220KV | ALNAVAR_110KV | 250866023A | ARWATAGI_33KV | BANK-1 | F05 | A | F05-KUMBARKOPPA | AGRICULTURE | DHARWAD | DHARWAD | HUBBALLI | HUBBALLI | DHARWAD RURAL | DHARWAD RSD | ALNAVAR
342 | AMBEWADI_220KV | ALNAVAR_110KV | 250866023B | ARWATAGI_33KV | BANK-2 | F07 | B | F07-ARAWATAGI NJY | NJY | DHARWAD | DHARWAD | HUBBALLI | HUBBALLI | DHARWAD RURAL | DHARWAD RSD | ALNAVAR
343 | AMBEWADI_220KV | ALNAVAR_110KV | 250866023C | ARWATAGI_33KV | BANK-1 | F02 | C | F02-HONNAPUR | AGRICULTURE | DHARWAD | DHARWAD | HUBBALLI | HUBBALLI | DHARWAD RURAL | DHARWAD RSD | ALNAVAR
344 | AMBEWADI_220KV | ALNAVAR_110KV | 250866023D | ARWATAGI_33KV | BANK-1 | F03 | D | F03-AMBOLI | AGRICULTURE | DHARWAD | DHARWAD | HUBBALLI | HUBBALLI | DHARWAD RURAL | DHARWAD RSD | ALNAVAR
345 | AMBEWADI_220KV | ALNAVAR_110KV | 250866023H | ARWATAGI_33KV | BANK-1 | F04 | H | F04-BASAVESHWAR(RAMAPUR) IP | AGRICULTURE | DHARWAD | DHARWAD | HUBBALLI | HUBBALLI | DHARWAD RURAL | DHARWAD RSD | SO-1
346 | AMBEWADI_220KV | ALNAVAR_110KV | 250866023I | ARWATAGI_33KV | BANK-2 | F06 | I | F06-KUMBARAGANAVI IP | AGRICULTURE | DHARWAD | DHARWAD | HUBBALLI | HUBBALLI | DHARWAD RURAL | DHARWAD RSD | ALNAVAR
347 | AMBEWADI_220KV | ALNAVAR_110KV | 250866023G | ARWATAGI_33KV | BANK-2 | F01 | G | F01-SHIVANAGAR NJY | NJY | DHARWAD | DHARWAD | HUBBALLI | HUBBALLI | DHARWAD RURAL | DHARWAD RSD | ALNAVAR
349 | SHAHAPUR_220KV | KEMBAVI_110KV | 180277024C | ASKI_110KV | BANK-1 | F03 | C | F03-BHANTNUR IP | AGRICULTURE | VIJAYAPUR | MUDDEBIHAL | BELAGAVI | VIJAYAPUR | B.BAGEWADI | TALIKOTI | TALIKOTI RURAL
350 | SHAHAPUR_220KV | KEMBAVI_110KV | 180277024A | ASKI_110KV | BANK-1 | F01 | A | F01-GOTAGUNAKI NJY | NJY | VIJAYAPUR | TALIKOTI | BELAGAVI | VIJAYAPUR | B.BAGEWADI | TALIKOTI | TALIKOTI RURAL
351 | SHAHAPUR_220KV | KEMBAVI_110KV | 181627024B | ASKI_110KV | BANK-1 | F02 | B | F02-BEKINAL NJY | NJY | VIJAYAPUR | D.HIPPARAGI | BELAGAVI | VIJAYAPUR | INDI | DEVAR HIPPARAGI | KALAKERI
352 | SHAHAPUR_220KV | KEMBAVI_110KV | 181627024D | ASKI_110KV | BANK-1 | F04 | D | F04-BEKINAL IP | AGRICULTURE | VIJAYAPUR | SINDAGI | BELAGAVI | VIJAYAPUR | INDI | DEVAR HIPPARAGI | KALAKERI
353 | SHAHAPUR_220KV | KEMBAVI_110KV | 181627024E | ASKI_110KV | BANK-1 | F05 | E | F05-ASKI NJY | NJY | VIJAYAPUR | SINDAGI | BELAGAVI | VIJAYAPUR | INDI | DEVAR HIPPARAGI | KALAKERI
354 | SHAHAPUR_220KV | KEMBAVI_110KV | 181627024F | ASKI_110KV | BANK-1 | F06 | F | F06-ASKI IP | AGRICULTURE | VIJAYAPUR | SINDAGI | BELAGAVI | VIJAYAPUR | INDI | DEVAR HIPPARAGI | KALAKERI
357 | ATHANI_220KV | ATHANI_220KV | 130101025A | ATHANI_110KV | BANK-1 | F01 | A | F01-YENKANCHI | AGRICULTURE | BELAGAVI | ATHANI | BELAGAVI | CHIKKODI | ATHANI | AIGALI | AIGALI
358 | ATHANI_220KV | ATHANI_220KV | 130103025B | ATHANI_110KV | BANK-1 | F02 | B | F02-CRUSHER | INDUSTRIAL | BELAGAVI | ATHANI | BELAGAVI | CHIKKODI | ATHANI | ATHANI | ATHANI TOWN
359 | ATHANI_220KV | ATHANI_220KV | 130103025C | ATHANI_110KV | BANK-1 | F03 | C | F03-GUNDEWADI | AGRICULTURE | BELAGAVI | ATHANI | BELAGAVI | CHIKKODI | ATHANI | ATHANI | ATHANI RURAL
360 | ATHANI_220KV | ATHANI_220KV | 130103025D | ATHANI_110KV | BANK-1 | F04 | D | F04-MASARAGUPPI | AGRICULTURE | BELAGAVI | ATHANI | BELAGAVI | CHIKKODI | ATHANI | ATHANI | ATHANI RURAL
361 | ATHANI_220KV | ATHANI_220KV | 130103025E | ATHANI_110KV | BANK-2 | F05 | E | F05-TANGADI | AGRICULTURE | BELAGAVI | ATHANI | BELAGAVI | CHIKKODI | ATHANI | ATHANI | ATHANI RURAL
362 | ATHANI_220KV | ATHANI_220KV | 130101025F | ATHANI_110KV | BANK-2 | F06 | F | F06-KATAGERI | AGRICULTURE | BELAGAVI | ATHANI | BELAGAVI | CHIKKODI | ATHANI | AIGALI | KOKATANUR
363 | ATHANI_220KV | ATHANI_220KV | 130103025G | ATHANI_110KV | BANK-2 | F07 | G | F07-BASAVANAGUDI | AGRICULTURE | BELAGAVI | ATHANI | BELAGAVI | CHIKKODI | ATHANI | ATHANI | ATHANI RURAL
364 | ATHANI_220KV | ATHANI_220KV | 130101025H | ATHANI_110KV | BANK-2 | F08 | H | F08-BADACHI | AGRICULTURE | BELAGAVI | ATHANI | BELAGAVI | CHIKKODI | ATHANI | AIGALI | KOKATANUR
365 | ATHANI_220KV | ATHANI_220KV | 130103025I | ATHANI_110KV | BANK-1 | F09 | I | F09-MINI VIDHAN SOUDA | URBAN NDHQ | BELAGAVI | ATHANI | BELAGAVI | CHIKKODI | ATHANI | ATHANI | ATHANI TOWN
370 | ATHANI_220KV | ATHANI_220KV | 130103026C | ATHANI_220KV | BANK-1 | F03 | C | F03-HBC | URBAN NDHQ | BELAGAVI | ATHANI | BELAGAVI | CHIKKODI | ATHANI | ATHANI | ATHANI TOWN
371 | ATHANI_220KV | ATHANI_220KV | 130103026D | ATHANI_220KV | BANK-1 | F04 | D | F04-BUS STAND | URBAN NDHQ | BELAGAVI | ATHANI | BELAGAVI | CHIKKODI | ATHANI | ATHANI | ATHANI TOWN
372 | ATHANI_220KV | ATHANI_220KV | 130103026E | ATHANI_220KV | BANK-1 | F05 | E | F05-MILLENIUM STARCH | INDUSTRIAL | BELAGAVI | ATHANI | BELAGAVI | CHIKKODI | ATHANI | ATHANI | DARUR
373 | ATHANI_220KV | ATHANI_220KV | 130103026F | ATHANI_220KV | BANK-1 | F06 | F | F06-WATER SUPPLY | WATER SUPPLY | BELAGAVI | ATHANI | BELAGAVI | CHIKKODI | ATHANI | ATHANI | ATHANI RURAL
377 | ATHANI_220KV | ATHANI_110KV | 130103380B | ATHANI TOWN _33KV | BANK-1 | F01 | B | F01-LAXMI NARAYAN NAGAR | URBAN NDHQ | BELAGAVI | ATHANI | BELAGAVI | CHIKKODI | ATHANI | ATHANI | ATHANI TOWN
378 | ATHANI_220KV | ATHANI_110KV | 130103380C | ATHANI TOWN _33KV | BANK-1 | F04 | C | F04-VIDYANAGAR | URBAN NDHQ | BELAGAVI | ATHANI | BELAGAVI | CHIKKODI | ATHANI | ATHANI | ATHANI TOWN
379 | ATHANI_220KV | ATHANI_110KV | 130103380D | ATHANI TOWN _33KV | BANK-1 | F03 | D | F03-MARKET LINE | URBAN NDHQ | BELAGAVI | ATHANI | BELAGAVI | CHIKKODI | ATHANI | ATHANI | ATHANI TOWN
380 | ATHANI_220KV | ATHANI_110KV | 130103380F | ATHANI TOWN _33KV | BANK-1 | F06 | F | F06-GOVERNMENT HOSPITAL | URBAN NDHQ | BELAGAVI | ATHANI | BELAGAVI | CHIKKODI | ATHANI | ATHANI | ATHANI TOWN
382 | INDI_220KV | INDI_220KV | 181640027A | ATHARGA_110KV | BANK-2 | F11 | A | F11-BENAKANALLI | AGRICULTURE | VIJAYAPUR | INDI | BELAGAVI | VIJAYAPUR | INDI | INDI | ATHARGA
383 | INDI_220KV | INDI_220KV | 181640027B | ATHARGA_110KV | BANK-1 | F01 | B | F01-ATHARAGA NJY | NJY | VIJAYAPUR | INDI | BELAGAVI | VIJAYAPUR | INDI | INDI | ATHARGA
384 | INDI_220KV | INDI_220KV | 181640027L | ATHARGA_110KV | BANK-1 | F03 | L | F03-MINCHANAL ROAD | AGRICULTURE | VIJAYAPUR | INDI | BELAGAVI | VIJAYAPUR | INDI | INDI | ATHARGA
386 | INDI_220KV | INDI_220KV | 181640027C | ATHARGA_110KV | BANK-2 | F08 | C | F08-BIJAPUR ROAD | AGRICULTURE | VIJAYAPUR | INDI | BELAGAVI | VIJAYAPUR | INDI | INDI | ATHARGA
387 | INDI_220KV | INDI_220KV | 181640027D | ATHARGA_110KV | BANK-1 | F04 | D | F04-RAMATEERTH | AGRICULTURE | VIJAYAPUR | INDI | BELAGAVI | VIJAYAPUR | INDI | INDI | ATHARGA
388 | INDI_220KV | INDI_220KV | 181640027E | ATHARGA_110KV | BANK-1 | F06 | E | F06-RAJANAL | AGRICULTURE | VIJAYAPUR | INDI | BELAGAVI | VIJAYAPUR | INDI | INDI | ATHARGA
389 | INDI_220KV | INDI_220KV | 181640027F | ATHARGA_110KV | BANK-1 | F05 | F | F05-HARALAYYANAHATTI | AGRICULTURE | VIJAYAPUR | INDI | BELAGAVI | VIJAYAPUR | INDI | INDI | ATHARGA
390 | INDI_220KV | INDI_220KV | 181640027M | ATHARGA_110KV | BANK-2 | F07 | M | F07-INDI ROAD | AGRICULTURE | VIJAYAPUR | INDI | BELAGAVI | VIJAYAPUR | INDI | INDI | ATHARGA
391 | INDI_220KV | INDI_220KV | 181640027K | ATHARGA_110KV | BANK-2 | F09 | K | F09-KENGANAL NJY | NJY | VIJAYAPUR | INDI | BELAGAVI | VIJAYAPUR | INDI | INDI | ATHARGA
392 | INDI_220KV | INDI_220KV | 181640027J | ATHARGA_110KV | BANK-2 | F10 | J | F10-SHIRAKANAHALLI | AGRICULTURE | VIJAYAPUR | INDI | BELAGAVI | VIJAYAPUR | INDI | INDI | ATHARGA
393 | INDI_220KV | INDI_220KV | 182469027G | ATHARGA_110KV | BANK-2 | F12 | G | F12-HONNALLI IP | AGRICULTURE | VIJAYAPUR | INDI | BELAGAVI | VIJAYAPUR | VIJAYAPUR | VIJAYAPUR RSD | NAGTHAN
396 | B.BAGEWADI_220KV | B.BAGEWADI_220KV | 180204028A | B.BAGEWADI_220KV | BANK-1 | F01 | A | F01-MASIBINAL | AGRICULTURE | VIJAYAPUR | B.BAGEWADI | BELAGAVI | VIJAYAPUR | B.BAGEWADI | B.BAGEWADI | B.BAGEWADI RURAL
397 | B.BAGEWADI_220KV | B.BAGEWADI_220KV | 180204028L | B.BAGEWADI_220KV | BANK-1 | F02 | L | F02-SEVALAL | AGRICULTURE | VIJAYAPUR | B.BAGEWADI | BELAGAVI | VIJAYAPUR | B.BAGEWADI | B.BAGEWADI | B.BAGEWADI U
398 | B.BAGEWADI_220KV | B.BAGEWADI_220KV | 180204028B | B.BAGEWADI_220KV | BANK-1 | F03 | B | F03-INGLESHWAR | AGRICULTURE | VIJAYAPUR | B.BAGEWADI | BELAGAVI | VIJAYAPUR | B.BAGEWADI | B.BAGEWADI | INGALESHWAR
399 | B.BAGEWADI_220KV | B.BAGEWADI_220KV | 180204028C | B.BAGEWADI_220KV | BANK-1 | F04 | C | F04-INGLESHWAR NJY | NJY | VIJAYAPUR | B.BAGEWADI | BELAGAVI | VIJAYAPUR | B.BAGEWADI | B.BAGEWADI | INGALESHWAR
400 | B.BAGEWADI_220KV | B.BAGEWADI_220KV | 180204028E | B.BAGEWADI_220KV | BANK-1 | F06 | E | F06-B.BAGEWADI WATER SUPPLY | WATER SUPPLY | VIJAYAPUR | B.BAGEWADI | BELAGAVI | VIJAYAPUR | B.BAGEWADI | B.BAGEWADI | B.BAGEWADI U & R
401 | B.BAGEWADI_220KV | B.BAGEWADI_220KV | 180204028F | B.BAGEWADI_220KV | BANK-2 | F07 | F | F07-NAGUR NJY | NJY | VIJAYAPUR | B.BAGEWADI | BELAGAVI | VIJAYAPUR | B.BAGEWADI | B.BAGEWADI | B.BAGEWADI U & R
402 | B.BAGEWADI_220KV | B.BAGEWADI_220KV | 180204028G | B.BAGEWADI_220KV | BANK-2 | F08 | G | F08-KARIHAL | AGRICULTURE | VIJAYAPUR | B.BAGEWADI | BELAGAVI | VIJAYAPUR | B.BAGEWADI | B.BAGEWADI | B.BAGEWADI U & R
403 | B.BAGEWADI_220KV | B.BAGEWADI_220KV | 180204028J | B.BAGEWADI_220KV | BANK-1 | F09 | J | F09-BASAVANAHATTI | AGRICULTURE | VIJAYAPUR | B.BAGEWADI | BELAGAVI | VIJAYAPUR | B.BAGEWADI | B.BAGEWADI | B.BAGEWADI U & R
404 | B.BAGEWADI_220KV | B.BAGEWADI_220KV | 180204028H | B.BAGEWADI_220KV | BANK-2 | F10 | H | F10-NAGUR IP | AGRICULTURE | VIJAYAPUR | B.BAGEWADI | BELAGAVI | VIJAYAPUR | B.BAGEWADI | B.BAGEWADI | B.BAGEWADI U & R
405 | B.BAGEWADI_220KV | B.BAGEWADI_220KV | 180204028I | B.BAGEWADI_220KV | BANK-3 | F11 | I | F11-TAKKALAKI | AGRICULTURE | VIJAYAPUR | B.BAGEWADI | BELAGAVI | VIJAYAPUR | B.BAGEWADI | B.BAGEWADI | B.BAGEWADI U & R
406 | B.BAGEWADI_220KV | B.BAGEWADI_220KV | 180204028D | B.BAGEWADI_220KV | BANK-3 | F12 | D | F12-B.BAGEWADI | URBAN NDHQ | VIJAYAPUR | B.BAGEWADI | BELAGAVI | VIJAYAPUR | B.BAGEWADI | B.BAGEWADI | B.BAGEWADI U
407 | B.BAGEWADI_220KV | B.BAGEWADI_220KV | 180204028N | B.BAGEWADI_220KV | BANK-1 | F13 | N | F13-MASABINAL NJY | NJY | VIJAYAPUR | B.BAGEWADI | BELAGAVI | VIJAYAPUR | B.BAGEWADI | B.BAGEWADI | B.BAGEWADI U & R
408 | B.BAGEWADI_220KV | B.BAGEWADI_220KV | 180204028O | B.BAGEWADI_220KV | BANK-1 | F14 | O | F14-BALLAVUR IP | AGRICULTURE | VIJAYAPUR | B.BAGEWADI | BELAGAVI | VIJAYAPUR | B.BAGEWADI | B.BAGEWADI | B.BAGEWADI U & R
409 | B.BAGEWADI_220KV | B.BAGEWADI_220KV | 180204028P | B.BAGEWADI_220KV | BANK-3 | F15 | P | F15-JAINAPUR IP | AGRICULTURE | VIJAYAPUR | B.BAGEWADI | BELAGAVI | VIJAYAPUR | B.BAGEWADI | B.BAGEWADI | B.BAGEWADI R
410 | B.BAGEWADI_220KV | B.BAGEWADI_220KV | 180204028Q | B.BAGEWADI_220KV | BANK-2 | F16 | Q | F16-APMC BAGEWADI TOWN | URBAN NDHQ | VIJAYAPUR | B.BAGEWADI | BELAGAVI | VIJAYAPUR | B.BAGEWADI | B.BAGEWADI | B.BAGEWADI
411 | B.BAGEWADI_220KV | B.BAGEWADI_220KV | 180204028R | B.BAGEWADI_220KV | BANK-3 | F17 | R | F17-DABADABI | AGRICULTURE | VIJAYAPUR | B.BAGEWADI | BELAGAVI | VIJAYAPUR | B.BAGEWADI | B.BAGEWADI | B.BAGEWADI
414 | B.BAGEWADI_220KV | B.BAGEWADI_220KV | 182405029A | BABALESHWAR_110KV | BANK-1 | F01 | A | F01-HOKKUNDI IP | AGRICULTURE | VIJAYAPUR | VIJAYAPUR | BELAGAVI | VIJAYAPUR | VIJAYAPUR | BABALESHWAR | BABALESHWAR
415 | B.BAGEWADI_220KV | B.BAGEWADI_220KV | 182405029B | BABALESHWAR_110KV | BANK-2 | F10 | B | F10-OLD TIGANIBIDARI IP | AGRICULTURE | VIJAYAPUR | BABALESHWAR | BELAGAVI | VIJAYAPUR | VIJAYAPUR | BABALESHWAR | BABALESHWAR
416 | B.BAGEWADI_220KV | B.BAGEWADI_220KV | 182405029C | BABALESHWAR_110KV | BANK-4 | F02 | C | F02-SARAWAD NJY | NJY | VIJAYAPUR | BABALESHWAR | BELAGAVI | VIJAYAPUR | VIJAYAPUR | BABALESHWAR | BABALESHWAR
417 | B.BAGEWADI_220KV | B.BAGEWADI_220KV | 182405029D | BABALESHWAR_110KV | BANK-4 | F20 | D | F20-NIDONI & KESARAL IP | AGRICULTURE | VIJAYAPUR | BABALESHWAR | BELAGAVI | VIJAYAPUR | VIJAYAPUR | BABALESHWAR | BABALESHWAR
418 | B.BAGEWADI_220KV | B.BAGEWADI_220KV | 182405029E | BABALESHWAR_110KV | BANK-1 | F21 | E | F21-ADAVI SANGAPUR | AGRICULTURE | VIJAYAPUR | BABALESHWAR | BELAGAVI | VIJAYAPUR | VIJAYAPUR | BABALESHWAR | BABALESHWAR
419 | B.BAGEWADI_220KV | B.BAGEWADI_220KV | 182405029F | BABALESHWAR_110KV | BANK-1 | F06 | F | F06-SARAWAD IP | AGRICULTURE | VIJAYAPUR | VIJAYAPUR | BELAGAVI | VIJAYAPUR | VIJAYAPUR | BABALESHWAR | BABALESHWAR
420 | B.BAGEWADI_220KV | B.BAGEWADI_220KV | 182405029G | BABALESHWAR_110KV | BANK-2 | F09 | G | F09-TIGANI BIDARI NJY | NJY | VIJAYAPUR | BABALESHWAR | BELAGAVI | VIJAYAPUR | VIJAYAPUR | BABALESHWAR | BABALESHWAR
421 | B.BAGEWADI_220KV | B.BAGEWADI_220KV | 182405029H | BABALESHWAR_110KV | BANK-2 | F14 | H | F14-HALAGANI IP | AGRICULTURE | VIJAYAPUR | BABALESHWAR | BELAGAVI | VIJAYAPUR | VIJAYAPUR | BABALESHWAR | BABALESHWAR
422 | B.BAGEWADI_220KV | B.BAGEWADI_220KV | 182405029I | BABALESHWAR_110KV | BANK-3 | F16 | I | F16-YAKKUNDI IP | AGRICULTURE | VIJAYAPUR | BABALESHWAR | BELAGAVI | VIJAYAPUR | VIJAYAPUR | BABALESHWAR | BABALESHWAR
423 | B.BAGEWADI_220KV | B.BAGEWADI_220KV | 182405029J | BABALESHWAR_110KV | BANK-1 | F03 | J | F03-BABALESHWAR IP | AGRICULTURE | VIJAYAPUR | BABALESHWAR | BELAGAVI | VIJAYAPUR | VIJAYAPUR | BABALESHWAR | BABALESHWAR
424 | B.BAGEWADI_220KV | B.BAGEWADI_220KV | 182405029L | BABALESHWAR_110KV | BANK-2 | F07 | L | F07-ARJUNAGI | AGRICULTURE | VIJAYAPUR | BABALESHWAR | BELAGAVI | VIJAYAPUR | VIJAYAPUR | BABALESHWAR | BABALESHWAR
425 | B.BAGEWADI_220KV | B.BAGEWADI_220KV | 182405029M | BABALESHWAR_110KV | BANK-4 | F24 | M | F24-BABALESHWAR NJY | NJY | VIJAYAPUR | BABALESHWAR | BELAGAVI | VIJAYAPUR | VIJAYAPUR | BABALESHWAR | BABALESHWAR
426 | B.BAGEWADI_220KV | B.BAGEWADI_220KV | 182405029N | BABALESHWAR_110KV | BANK-4 | F23 | N | F23-SHEGUNASHI IP | AGRICULTURE | VIJAYAPUR | BABALESHWAR | BELAGAVI | VIJAYAPUR | VIJAYAPUR | BABALESHWAR | BABALESHWAR
427 | B.BAGEWADI_220KV | B.BAGEWADI_220KV | 182405029O | BABALESHWAR_110KV | BANK-4 | F22 | O | F22-HALAGANI NJY | NJY | VIJAYAPUR | BABALESHWAR | BELAGAVI | VIJAYAPUR | VIJAYAPUR | BABALESHWAR | BABALESHWAR
428 | B.BAGEWADI_220KV | B.BAGEWADI_220KV | 182405029P | BABALESHWAR_110KV | BANK-3 | F15 | P | F15-SANGAPUR(H) | AGRICULTURE | VIJAYAPUR | BABALESHWAR | BELAGAVI | VIJAYAPUR | VIJAYAPUR | BABALESHWAR | BABALESHWAR
430 | B.BAGEWADI_220KV | B.BAGEWADI_220KV | 182405029R | BABALESHWAR_110KV | BANK-1 | F05 | R | F05-AGASANAHALLI IP | AGRICULTURE | VIJAYAPUR | BABALESHWAR | BELAGAVI | VIJAYAPUR | VIJAYAPUR | BABALESHWAR | BABALESHWAR
431 | B.BAGEWADI_220KV | B.BAGEWADI_220KV | 182405029S | BABALESHWAR_110KV | BANK-2 | F11 | S | F11-DARGA IP | AGRICULTURE | VIJAYAPUR | BABALESHWAR | BELAGAVI | VIJAYAPUR | VIJAYAPUR | BABALESHWAR | BABALESHWAR
432 | B.BAGEWADI_220KV | B.BAGEWADI_220KV | 182405029T | BABALESHWAR_110KV | BANK-2 | F12 | T | F12-NEW TIGANIBIDARI IP | AGRICULTURE | VIJAYAPUR | BABALESHWAR | BELAGAVI | VIJAYAPUR | VIJAYAPUR | BABALESHWAR | BABALESHWAR
433 | B.BAGEWADI_220KV | B.BAGEWADI_220KV | 182405029U | BABALESHWAR_110KV | BANK-3 | F13 | U | F13-FOREST IP | AGRICULTURE | VIJAYAPUR | BABALESHWAR | BELAGAVI | VIJAYAPUR | VIJAYAPUR | BABALESHWAR | BABALESHWAR
434 | B.BAGEWADI_220KV | B.BAGEWADI_220KV | 182405029V | BABALESHWAR_110KV | BANK-3 | F18 | V | F18-NEW HOKKUNDI IP | AGRICULTURE | VIJAYAPUR | BABALESHWAR | BELAGAVI | VIJAYAPUR | VIJAYAPUR | BABALESHWAR | BABALESHWAR
435 | B.BAGEWADI_220KV | B.BAGEWADI_220KV | 182405029X | BABALESHWAR_110KV | BANK-1 | F04 | X | F04-YALLAMANAGUDI IP | AGRICULTURE | VIJAYAPUR | BABALESHWAR | BELAGAVI | VIJAYAPUR | VIJAYAPUR | BABALESHWAR | BABALESHWAR
436 | B.BAGEWADI_220KV | B.BAGEWADI_220KV | 182405029Y | BABALESHWAR_110KV | BANK-2 | F08 | Y | F08-ARJUNAGI CANAL | AGRICULTURE | VIJAYAPUR | BABALESHWAR | BELAGAVI | VIJAYAPUR | VIJAYAPUR | BABALESHWAR | BABALESHWAR
437 | B.BAGEWADI_220KV | B.BAGEWADI_220KV | 182405029Z | BABALESHWAR_110KV | BANK-4 | F19 | Z | F19-TIGANI BIDARI WATER SUPPLY | WATER SUPPLY | VIJAYAPUR | BABALESHWAR | BELAGAVI | VIJAYAPUR | VIJAYAPUR | BABALESHWAR | NIDONI
442 | BAGALKOT_220KV | KERUR_110KV | 110331030A | BADAMI_110KV | BANK-1 | F02 | A | F02-KUTAKANAKER | AGRICULTURE | BAGALKOT | BADAMI | BELAGAVI | BAGALKOT | BAGALKOT | BADAMI | BADAMI
443 | BAGALKOT_220KV | KERUR_110KV | 110331030B | BADAMI_110KV | BANK-1 | F04 | B | F04-BADAMI | URBAN NDHQ | BAGALKOT | BADAMI | BELAGAVI | BAGALKOT | BAGALKOT | BADAMI | BADAMI
444 | BAGALKOT_220KV | KERUR_110KV | 110331030C | BADAMI_110KV | BANK-2 | F07 | C | F07-BELUR | AGRICULTURE | BAGALKOT | BADAMI | BELAGAVI | BAGALKOT | BAGALKOT | BADAMI | BADAMI
445 | BAGALKOT_220KV | KERUR_110KV | 110331030D | BADAMI_110KV | BANK-2 | F06 | D | F06-HOSUR | AGRICULTURE | BAGALKOT | BADAMI | BELAGAVI | BAGALKOT | BAGALKOT | BADAMI | BELUR
446 | BAGALKOT_220KV | KERUR_110KV | 110331030E | BADAMI_110KV | BANK-2 | F08 | E | F08-YARAGOPPA | AGRICULTURE | BAGALKOT | BADAMI | BELAGAVI | BAGALKOT | BAGALKOT | BADAMI | BADAMI
447 | BAGALKOT_220KV | KERUR_110KV | 110331030F | BADAMI_110KV | BANK-3 | F13 | F | F13-MUTTALAGERI | AGRICULTURE | BAGALKOT | BADAMI | BELAGAVI | BAGALKOT | BAGALKOT | BADAMI | BADAMI
448 | BAGALKOT_220KV | KERUR_110KV | 110331030G | BADAMI_110KV | BANK-3 | F14 | G | F14-ADAGAL | AGRICULTURE | BAGALKOT | BADAMI | BELAGAVI | BAGALKOT | BAGALKOT | BADAMI | BADAMI
449 | BAGALKOT_220KV | KERUR_110KV | 110331030H | BADAMI_110KV | BANK-2 | F09 | H | F09-MALLAPUR NJY | NJY | BAGALKOT | BADAMI | BELAGAVI | BAGALKOT | BAGALKOT | BADAMI | BADAMI
450 | BAGALKOT_220KV | KERUR_110KV | 110331030I | BADAMI_110KV | BANK-1 | F01 | I | F01-KENDUR NJY | NJY | BAGALKOT | BADAMI | BELAGAVI | BAGALKOT | BAGALKOT | BADAMI | BADAMI
451 | BAGALKOT_220KV | KERUR_110KV | 110331030L | BADAMI_110KV | BANK-3 | F11 | L | F11-KABBALAGERI | AGRICULTURE | BAGALKOT | BADAMI | BELAGAVI | BAGALKOT | BAGALKOT | BADAMI | BADAMI
452 | BAGALKOT_220KV | KERUR_110KV | 110331030M | BADAMI_110KV | BANK-1 | F03 | M | F03-MUCHALAGUDD | AGRICULTURE | BAGALKOT | BADAMI | BELAGAVI | BAGALKOT | BAGALKOT | BADAMI | BADAMI
453 | BAGALKOT_220KV | KERUR_110KV | 110386030N | BADAMI_110KV | BANK-1 | F05 | N | F05-SHIVAPUR | AGRICULTURE | BAGALKOT | BADAMI | BELAGAVI | BAGALKOT | BAGALKOT | BADAMI | BADAMI
454 | BAGALKOT_220KV | KERUR_110KV | 110386030P | BADAMI_110KV | BANK-3 | F10 | P | F10-CHALUKYA | URBAN NDHQ | BAGALKOT | BADAMI | BELAGAVI | BAGALKOT | BAGALKOT | BADAMI | BADAMI
455 | BAGALKOT_220KV | KERUR_110KV | 110386030O | BADAMI_110KV | BANK-3 | F12 | O | F12-GONDI | AGRICULTURE | BAGALKOT | BADAMI | BELAGAVI | BAGALKOT | BAGALKOT | BADAMI | BELUR
458 | BAGALKOT_220KV | BAGALKOT_220KV | 110316031A | BAGALKOT_110KV | BANK-3 | F01 | A | F01-VIDYAGIRI | URBAN DHQ | BAGALKOT | BAGALKOT | BELAGAVI | BAGALKOT | BAGALKOT | BAGALKOT CSD | VIDYAGIRI
459 | BAGALKOT_220KV | BAGALKOT_220KV | 110365031B | BAGALKOT_110KV | BANK-2 | F02 | B | F02-GADDANAKERI NJY | NJY | BAGALKOT | BAGALKOT | BELAGAVI | BAGALKOT | BAGALKOT | BAGALKOT RSD | GADDANAKERI
460 | BAGALKOT_220KV | BAGALKOT_220KV | 110365031C | BAGALKOT_110KV | BANK-2 | F03 | C | F03-GADDANAKERI IP | AGRICULTURE | BAGALKOT | BAGALKOT | BELAGAVI | BAGALKOT | BAGALKOT | BAGALKOT RSD | GADDANAKERI
461 | BAGALKOT_220KV | BAGALKOT_220KV | 110316031D | BAGALKOT_110KV | BANK-2 | F04 | D | F04-BAGALKOT TOWN-1 | URBAN DHQ | BAGALKOT | BAGALKOT | BELAGAVI | BAGALKOT | BAGALKOT | BAGALKOT CSD | CITY-1
462 | BAGALKOT_220KV | BAGALKOT_220KV | 110365031E | BAGALKOT_110KV | BANK-2 | F05 | E | F05-YADAHALLI IP-2 | AGRICULTURE | BAGALKOT | BAGALKOT | BELAGAVI | BAGALKOT | BAGALKOT | BAGALKOT RSD | GADDANAKERI
463 | BAGALKOT_220KV | BAGALKOT_220KV | 110365031F | BAGALKOT_110KV | BANK-2 | F06 | F | F06-VEERAPUR | AGRICULTURE | BAGALKOT | BAGALKOT | BELAGAVI | BAGALKOT | BAGALKOT | BAGALKOT RSD | GADDANAKERI
464 | BAGALKOT_220KV | BAGALKOT_220KV | 110316031H | BAGALKOT_110KV | BANK-2 | F08 | H | F08-KEB COLONY | URBAN DHQ | BAGALKOT | BAGALKOT | BELAGAVI | BAGALKOT | BAGALKOT | BAGALKOT CSD | VIDYAGIRI
465 | BAGALKOT_220KV | BAGALKOT_220KV | 110316031J | BAGALKOT_110KV | BANK-3 | F10 | J | F10-BAGALKOT TOWN-2 | URBAN DHQ | BAGALKOT | BAGALKOT | BELAGAVI | BAGALKOT | BAGALKOT | BAGALKOT CSD | CITY-1
466 | BAGALKOT_220KV | BAGALKOT_220KV | 110365031L | BAGALKOT_110KV | BANK-4 | F12 | L | F12-SINDAGI | AGRICULTURE | BAGALKOT | BAGALKOT | BELAGAVI | BAGALKOT | BAGALKOT | BAGALKOT RSD | GADDANAKERI
471 | BAGALKOT_220KV | BAGALKOT_220KV | 110331032B | BAGALKOT_220KV | BANK-1 | F02 | B | F02-HOOLAGERI | AGRICULTURE | BAGALKOT | BADAMI | BELAGAVI | BAGALKOT | BAGALKOT | GULEDAGUDD | KERUR
472 | BAGALKOT_220KV | BAGALKOT_220KV | 110331032C | BAGALKOT_220KV | BANK-1 | F03 | C | F03-KERAKALMATTI | AGRICULTURE | BAGALKOT | BADAMI | BELAGAVI | BAGALKOT | BAGALKOT | GULEDAGUDD | KATAGERI
473 | BAGALKOT_220KV | BAGALKOT_220KV | 110331032D | BAGALKOT_220KV | BANK-1 | F04 | D | F04-PETROL PUMP | INDUSTRIAL | BAGALKOT | BADAMI | BELAGAVI | BAGALKOT | BAGALKOT | GULEDAGUDD | KERUR
474 | BAGALKOT_220KV | BAGALKOT_220KV | 110365032E | BAGALKOT_220KV | BANK-1 | F05 | E | F05-SIMIKERI NJY | NJY | BAGALKOT | BAGALKOT | BELAGAVI | BAGALKOT | BAGALKOT | BAGALKOT RSD | GADDANAKERI
475 | BAGALKOT_220KV | BAGALKOT_220KV | 110365032F | BAGALKOT_220KV | BANK-1 | F06 | F | F06-SIMIKERI | AGRICULTURE | BAGALKOT | BAGALKOT | BELAGAVI | BAGALKOT | BAGALKOT | BAGALKOT RSD | GADDANAKERI
476 | BAGALKOT_220KV | BAGALKOT_220KV | 110331032G | BAGALKOT_220KV | BANK-1 | F07 | G | F07-KATAGERI | AGRICULTURE | BAGALKOT | BAGALKOT | BELAGAVI | BAGALKOT | BAGALKOT | GULEDAGUDD | KATAGERI
477 | BAGALKOT_220KV | BAGALKOT_220KV | 110331032H | BAGALKOT_220KV | BANK-2 | F08 | H | F08-KAGALGOMBA | AGRICULTURE | BAGALKOT | BADAMI | BELAGAVI | BAGALKOT | BAGALKOT | GULEDAGUDD | KATAGERI
478 | BAGALKOT_220KV | BAGALKOT_220KV | 110365032J | BAGALKOT_220KV | BANK-3 | F10 | J | F10-BENNAPPA | AGRICULTURE | BAGALKOT | BAGALKOT | BELAGAVI | BAGALKOT | BAGALKOT | BAGALKOT RSD | KALADAGI
479 | BAGALKOT_220KV | BAGALKOT_220KV | 110365032K | BAGALKOT_220KV | BANK-3 | F11 | K | F11-MARUTI | AGRICULTURE | BAGALKOT | BAGALKOT | BELAGAVI | BAGALKOT | BAGALKOT | BAGALKOT RSD | KALADAGI
480 | BAGALKOT_220KV | BAGALKOT_220KV | 110331032L | BAGALKOT_220KV | BANK-3 | F12 | L | F12-SHIKALAMATTI | AGRICULTURE | BAGALKOT | BADAMI | BELAGAVI | BAGALKOT | BAGALKOT | GULEDAGUDD | KATAGERI
484 | GADAG_220KV | BELLATTI_110KV | 291053461A | BAGEWADI_110KV | BANK-1 | F01 | A | F01-VITHALAPUR | AGRICULTURE | GADAG | MUNDARGI | HUBBALLI | GADAG | GADAG | MUNDARGI | MUNDARGI URBAN
485 | GADAG_220KV | BELLATTI_110KV | 251053461B | BAGEWADI_110KV | BANK-1 | F02 | B | F02-BAGEWADI IP | AGRICULTURE | GADAG | MUNDARGI | HUBBALLI | GADAG | GADAG | MUNDARGI | MUNDARGI URBAN
486 | GADAG_220KV | BELLATTI_110KV | 251053461C | BAGEWADI_110KV | BANK-1 | F03 | C | F03-MURADI NJY | NJY | GADAG | MUNDARGI | HUBBALLI | GADAG | GADAG | MUNDARGI | MUNDARGI URBAN
487 | GADAG_220KV | BELLATTI_110KV | 251053461D | BAGEWADI_110KV | BANK-1 | F04 | D | F04-CHIKWDATTI IP | AGRICULTURE | GADAG | MUNDARGI | HUBBALLI | GADAG | GADAG | MUNDARGI | MUNDARGI URBAN
488 | GADAG_220KV | BELLATTI_110KV | 251053461E | BAGEWADI_110KV | BANK-1 | F05 | E | F05-KELUR IP | AGRICULTURE | GADAG | MUNDARGI | HUBBALLI | GADAG | GADAG | MUNDARGI | MUNDARGI URBAN
489 | GADAG_220KV | BELLATTI_110KV | 251053461F | BAGEWADI_110KV | BANK-1 | F06 | F | F06-JALAWADAGI IP | AGRICULTURE | GADAG | MUNDARGI | HUBBALLI | GADAG | GADAG | MUNDARGI | MUNDARGI URBAN
493 | M.K. HUBLI_220KV | M.K. HUBLI_220KV | 120406033B | BAILHONGAL_110KV | BANK-1 | F02 | B | F02-AC OFFICE | URBAN NDHQ | BELAGAVI | BAILHONGAL | BELAGAVI | BELAGAVI | BAILHONGAL | BAILHONGAL | BAILHONGAL URBAN
494 | M.K. HUBLI_220KV | M.K. HUBLI_220KV | 120406033C | BAILHONGAL_110KV | BANK-1 | F09 | C | F09-NAGNOOR IP | AGRICULTURE | BELAGAVI | BAILHONGAL | BELAGAVI | BELAGAVI | BAILHONGAL | BAILHONGAL | BAILHONGAL RURAL
495 | M.K. HUBLI_220KV | M.K. HUBLI_220KV | 120406033D | BAILHONGAL_110KV | BANK-1 | F04 | D | F04-APMC | URBAN NDHQ | BELAGAVI | BAILHONGAL | BELAGAVI | BELAGAVI | BAILHONGAL | BAILHONGAL | BAILHONGAL URBAN
496 | M.K. HUBLI_220KV | M.K. HUBLI_220KV | 120406033E | BAILHONGAL_110KV | BANK-1 | F05 | E | F05-ANIGOL IP | AGRICULTURE | BELAGAVI | BAILHONGAL | BELAGAVI | BELAGAVI | BAILHONGAL | BAILHONGAL | BAILHONGAL RURAL
497 | M.K. HUBLI_220KV | M.K. HUBLI_220KV | 120406033F | BAILHONGAL_110KV | BANK-2 | F06 | F | F06-BAILHONGAL WATER SUPPLY | WATER SUPPLY | BELAGAVI | BAILHONGAL | BELAGAVI | BELAGAVI | BAILHONGAL | BAILHONGAL | BAILHONGAL RURAL
498 | M.K. HUBLI_220KV | M.K. HUBLI_220KV | 120406033G | BAILHONGAL_110KV | BANK-2 | F07 | G | F07-VAKKUNDA NJY | NJY | BELAGAVI | BAILHONGAL | BELAGAVI | BELAGAVI | BAILHONGAL | BAILHONGAL | BAILHONGAL RURAL
499 | M.K. HUBLI_220KV | M.K. HUBLI_220KV | 120406033H | BAILHONGAL_110KV | BANK-2 | F08 | H | F08-VIDYANAGAR | URBAN NDHQ | BELAGAVI | BAILHONGAL | BELAGAVI | BELAGAVI | BAILHONGAL | BAILHONGAL | BAILHONGAL URBAN
500 | M.K. HUBLI_220KV | M.K. HUBLI_220KV | 120406033I | BAILHONGAL_110KV | BANK-2 | F03 | I | F03-LAKKUNDI NJY | NJY | BELAGAVI | BAILHONGAL | BELAGAVI | BELAGAVI | BAILHONGAL | BAILHONGAL | BAILHONGAL RURAL
501 | M.K. HUBLI_220KV | M.K. HUBLI_220KV | 120406033J | BAILHONGAL_110KV | BANK-2 | F10 | J | F10-BEVINKOPPA NJY | NJY | BELAGAVI | BAILHONGAL | BELAGAVI | BELAGAVI | BAILHONGAL | BAILHONGAL | BAILHONGAL RURAL
504 | HAVERI_220KV | HAVERI_220KV | 241233491B | BALAMBEEDA_110KV | BANK-1 | F02 | B | F02-CHANNAPUR | AGRICULTURE | HAVERI | HANGAL | HUBBALLI | HAVERI | HAVERI | HANGAL | ADUR
505 | HAVERI_220KV | HAVERI_220KV | 241233491C | BALAMBEEDA_110KV | BANK-1 | F03 | C | F03-MANOHARA NAGAR | AGRICULTURE | HAVERI | HANGAL | HUBBALLI | HAVERI | HAVERI | HANGAL | ADUR
506 | HAVERI_220KV | HAVERI_220KV | 241233491D | BALAMBEEDA_110KV | BANK-1 | F04 | D | F04-BALAMBEEDA NJY | NJY | HAVERI | HANGAL | HUBBALLI | HAVERI | HAVERI | HANGAL | ADUR
507 | HAVERI_220KV | HAVERI_220KV | 241233491E | BALAMBEEDA_110KV | BANK-1 | F05 | E | F05-CHANNEL IP | AGRICULTURE | HAVERI | HANGAL | HUBBALLI | HAVERI | HAVERI | HANGAL | ADUR
508 | HAVERI_220KV | HAVERI_220KV | 241233491F | BALAMBEEDA_110KV | BANK-1 | F06 | F | F06-SURALESHWAR | AGRICULTURE | HAVERI | HANGAL | HUBBALLI | HAVERI | HAVERI | HANGAL | ADUR
510 | BELAGAVI_220KV | KANABARGILAYOUT(AUTONAGAR)_110KV | 120508035A | BALEKUNDRI_33KV | BANK-1 | F01 | A | F01-CAMPBELL | INDUSTRIAL | BELAGAVI | BELAGAVI | BELAGAVI | BELAGAVI | BELAGAVI RURAL | BELAGAVI RSD-2 | BALEKUNDRI
511 | BELAGAVI_220KV | KANABARGILAYOUT(AUTONAGAR)_110KV | 120508035B | BALEKUNDRI_33KV | BANK-1 | F02 | B | F02-KARADIGUDDI | AGRICULTURE | BELAGAVI | BELAGAVI | BELAGAVI | BELAGAVI | BELAGAVI RURAL | BELAGAVI RSD-2 | BALEKUNDRI
512 | BELAGAVI_220KV | KANABARGILAYOUT(AUTONAGAR)_110KV | 120508035C | BALEKUNDRI_33KV | BANK-1 | F03 | C | F03-BALEKUNDRI | AGRICULTURE | BELAGAVI | BELAGAVI | BELAGAVI | BELAGAVI | BELAGAVI RURAL | BELAGAVI RSD-2 | BALEKUNDRI
513 | BELAGAVI_220KV | KANABARGILAYOUT(AUTONAGAR)_110KV | 120508035D | BALEKUNDRI_33KV | BANK-1 | F04 | D | F04-MAVINKATTI | AGRICULTURE | BELAGAVI | BELAGAVI | BELAGAVI | BELAGAVI | BELAGAVI RURAL | BELAGAVI RSD-2 | BALEKUNDRI
514 | BELAGAVI_220KV | KANABARGILAYOUT(AUTONAGAR)_110KV | 120508035E | BALEKUNDRI_33KV | BANK-2 | F05 | E | F05-MES NJY | NJY | BELAGAVI | BELAGAVI | BELAGAVI | BELAGAVI | BELAGAVI RURAL | BELAGAVI RSD-2 | BALEKUNDRI
515 | BELAGAVI_220KV | KANABARGILAYOUT(AUTONAGAR)_110KV | 120508035F | BALEKUNDRI_33KV | BANK-2 | F06 | F | F06-SULEBHAVI NJY | NJY | BELAGAVI | BELAGAVI | BELAGAVI | BELAGAVI | BELAGAVI RURAL | BELAGAVI RSD-2 | BALEKUNDRI
518 | BELAGAVI_220KV | KANABARGILAYOUT(AUTONAGAR)_110KV | 120508035I | BALEKUNDRI_33KV | BANK-3 | F09 | I | F09-TARIHAL NJY | NJY | BELAGAVI | BELAGAVI | BELAGAVI | BELAGAVI | BELAGAVI RURAL | BELAGAVI RSD-2 | BALEKUNDRI
519 | BELAGAVI_220KV | KANABARGILAYOUT(AUTONAGAR)_110KV | 120508035J | BALEKUNDRI_33KV | BANK-3 | F10 | J | F10-MODAGA IP | AGRICULTURE | BELAGAVI | BELAGAVI | BELAGAVI | BELAGAVI | BELAGAVI RURAL | BELAGAVI RSD-2 | BALEKUNDRI
520 | BELAGAVI_220KV | KANABARGILAYOUT(AUTONAGAR)_110KV | 120508035K | BALEKUNDRI_33KV | BANK-3 | F11 | K | F11-BAGEWADI | AGRICULTURE | BELAGAVI | BELAGAVI | BELAGAVI | BELAGAVI | BELAGAVI RURAL | BELAGAVI RSD-2 | BALEKUNDRI
521 | ATHANI_220KV | ATHANI_220KV | 130103036S | BALIGERI(TAUSHI)_110KV | BANK-1 | F04 | S | F04-AMOGASIDDA | AGRICULTURE | BELAGAVI | ATHANI | BELAGAVI | CHIKKODI | ATHANI | ATHANI | ATHANI RURAL
522 | ATHANI_220KV | ATHANI_220KV | 130103036A | BALIGERI(TAUSHI)_110KV | BANK-1 | F01 | A | F01-PARTANAHALLI NJY | NJY | BELAGAVI | ATHANI | BELAGAVI | CHIKKODI | ATHANI | ATHANI | ATHANI RURAL
523 | ATHANI_220KV | ATHANI_220KV | 130103036T | BALIGERI(TAUSHI)_110KV | BANK-1 | F05 | T | F05-BARIGADDI | AGRICULTURE | BELAGAVI | ATHANI | BELAGAVI | CHIKKODI | ATHANI | ATHANI | ATHANI RURAL
524 | ATHANI_220KV | ATHANI_220KV | 130103036D | BALIGERI(TAUSHI)_110KV | BANK-1 | F02 | D | F02-BYADARAHATTI | AGRICULTURE | BELAGAVI | ATHANI | BELAGAVI | CHIKKODI | ATHANI | AIGALI | AIGALI
525 | ATHANI_220KV | ATHANI_220KV | 130103036C | BALIGERI(TAUSHI)_110KV | BANK-1 | F03 | C | F03-BALIGERI | AGRICULTURE | BELAGAVI | ATHANI | BELAGAVI | CHIKKODI | ATHANI | ATHANI | ATHANI RURAL
526 | ATHANI_220KV | ATHANI_220KV | 130103036G | BALIGERI(TAUSHI)_110KV | BANK-2 | F06 | G | F06-BEVANUR | AGRICULTURE | BELAGAVI | ATHANI | BELAGAVI | CHIKKODI | ATHANI | ATHANI | JAMBAGI
527 | ATHANI_220KV | ATHANI_220KV | 130103036Q | BALIGERI(TAUSHI)_110KV | BANK-1 | F07 | Q | F07-APL NJY | NJY | BELAGAVI | ATHANI | BELAGAVI | CHIKKODI | ATHANI | ATHANI | JAMBAGI
528 | ATHANI_220KV | ATHANI_220KV | 130103036J | BALIGERI(TAUSHI)_110KV | BANK-2 | F08 | J | F08-TAUSHI NJY | NJY | BELAGAVI | ATHANI | BELAGAVI | CHIKKODI | ATHANI | ATHANI | JAMBAGI
529 | ATHANI_220KV | ATHANI_220KV | 130103036H | BALIGERI(TAUSHI)_110KV | BANK-2 | F09 | H | F09-MALABAD | AGRICULTURE | BELAGAVI | ATHANI | BELAGAVI | CHIKKODI | ATHANI | ATHANI | JAMBAGI
530 | ATHANI_220KV | ATHANI_220KV | 130103036E | BALIGERI(TAUSHI)_110KV | BANK-1 | F10 | E | F10-NAGANUR PA | AGRICULTURE | BELAGAVI | ATHANI | BELAGAVI | CHIKKODI | ATHANI | ATHANI | JAMBAGI
531 | ATHANI_220KV | ATHANI_220KV | 130103036K | BALIGERI(TAUSHI)_110KV | BANK-2 | F11 | K | F11-LAXMIWADI | AGRICULTURE | BELAGAVI | ATHANI | BELAGAVI | CHIKKODI | ATHANI | ATHANI | ATHANI RURAL
532 | ATHANI_220KV | ATHANI_220KV | 130103036I | BALIGERI(TAUSHI)_110KV | BANK-2 | F12 | I | F12-ANANTAPUR | AGRICULTURE | BELAGAVI | ATHANI | BELAGAVI | CHIKKODI | ATHANI | ATHANI | JAMBAGI
533 | ATHANI_220KV | ATHANI_220KV | 130103036R | BALIGERI(TAUSHI)_110KV | BANK-2 | F13 | R | F13-SHINDE THOTA NEW | AGRICULTURE | BELAGAVI | ATHANI | BELAGAVI | CHIKKODI | ATHANI | ATHANI | JAMBAGI
534 | ATHANI_220KV | ATHANI_220KV | 130103036B | BALIGERI(TAUSHI)_110KV | BANK-1 | F14 | B | F14-KIRANAGI | AGRICULTURE | BELAGAVI | ATHANI | BELAGAVI | CHIKKODI | ATHANI | ATHANI | ATHANI RURAL
535 | ATHANI_220KV | ATHANI_220KV | 130103036N | BALIGERI(TAUSHI)_110KV | BANK-1 | F15 | N | F15-BHARAMAKHODI | AGRICULTURE | BELAGAVI | ATHANI | BELAGAVI | CHIKKODI | ATHANI | ATHANI | ATHANI RURAL
536 | ATHANI_220KV | ATHANI_220KV | 130103036M | BALIGERI(TAUSHI)_110KV | BANK-1 | F16 | M | F16-BHANGYANABHAVI | AGRICULTURE | BELAGAVI | ATHANI | BELAGAVI | CHIKKODI | ATHANI | ATHANI | ATHANI RURAL
537 | ATHANI_220KV | ATHANI_220KV | 130103036U | BALIGERI(TAUSHI)_110KV | BANK-3 | F17 | U | F17-VEERABHADRA | AGRICULTURE | BELAGAVI | ATHANI | BELAGAVI | CHIKKODI | ATHANI | ATHANI | ATHANI RURAL
538 | ATHANI_220KV | ATHANI_220KV | 130103036V | BALIGERI(TAUSHI)_110KV | BANK-3 | F18 | V | F18-BASAVASHRI | AGRICULTURE | BELAGAVI | ATHANI | BELAGAVI | CHIKKODI | ATHANI | ATHANI | ATHANI RURAL
539 | ATHANI_220KV | ATHANI_220KV | 130103036L | BALIGERI(TAUSHI)_110KV | BANK-2 | F19 | L | F19-GADDIMADDI | AGRICULTURE | BELAGAVI | ATHANI | BELAGAVI | CHIKKODI | ATHANI | ATHANI | JAMBAGI
544 | MAHALINGAPUR_220KV | MAHALINGAPUR_220KV | 111759037A | BANAHATTI_110KV | BANK-1 | F01 | A | F01-ASHOK COLONY | URBAN NDHQ | BAGALKOT | JAMAKHANDI | BELAGAVI | BAGALKOT | JAMAKHANDI | RABAKAVI | BANAHATTI-TOWN
545 | MAHALINGAPUR_220KV | MAHALINGAPUR_220KV | 111759037B | BANAHATTI_110KV | BANK-1 | F02 | B | F02-SPINNING MILL | INDUSTRIAL | BAGALKOT | JAMAKHANDI | BELAGAVI | BAGALKOT | JAMAKHANDI | RABAKAVI | BANAHATTI-RURAL
546 | MAHALINGAPUR_220KV | MAHALINGAPUR_220KV | 111759037C | BANAHATTI_110KV | BANK-1 | F03 | C | F03-KHDC NJY | NJY | RABAKAVI-BANAHATTI | JAMAKHANDI | BELAGAVI | BAGALKOT | JAMAKHANDI | RABAKAVI | BANAHATTI-RURAL
547 | MAHALINGAPUR_220KV | MAHALINGAPUR_220KV | 111759037D | BANAHATTI_110KV | BANK-1 | F04 | D | F04-YALAHATTI | AGRICULTURE | BAGALKOT | JAMAKHANDI | BELAGAVI | BAGALKOT | JAMAKHANDI | RABAKAVI | BANAHATTI-RURAL
548 | MAHALINGAPUR_220KV | MAHALINGAPUR_220KV | 111759037E | BANAHATTI_110KV | BANK-1 | F05 | E | F05-KULAHALLI NJY | NJY | BAGALKOT | JAMAKHANDI | BELAGAVI | BAGALKOT | JAMAKHANDI | RABAKAVI | BANAHATTI-RURAL
549 | MAHALINGAPUR_220KV | MAHALINGAPUR_220KV | 111759037F | BANAHATTI_110KV | BANK-3 | F11 | F | F11-ASAKI ASANGI | AGRICULTURE | BAGALKOT | JAMAKHANDI | BELAGAVI | BAGALKOT | JAMAKHANDI | RABAKAVI | BANAHATTI-RURAL
550 | MAHALINGAPUR_220KV | MAHALINGAPUR_220KV | 111759037H | BANAHATTI_110KV | BANK-3 | F15 | H | F15-BANAHATTI KERI | AGRICULTURE | BAGALKOT | JAMAKHANDI | BELAGAVI | BAGALKOT | JAMAKHANDI | RABAKAVI | BANAHATTI-RURAL
551 | MAHALINGAPUR_220KV | MAHALINGAPUR_220KV | 111759037I | BANAHATTI_110KV | BANK-2 | F08 | I | F08-BANAHATTI IP | AGRICULTURE | BAGALKOT | JAMAKHANDI | BELAGAVI | BAGALKOT | JAMAKHANDI | RABAKAVI | BANAHATTI-RURAL
552 | MAHALINGAPUR_220KV | MAHALINGAPUR_220KV | 111759037J | BANAHATTI_110KV | BANK-2 | F10 | J | F10-COLLEGE | URBAN NDHQ | BAGALKOT | JAMAKHANDI | BELAGAVI | BAGALKOT | JAMAKHANDI | RABAKAVI | BANAHATTI-TOWN
553 | MAHALINGAPUR_220KV | MAHALINGAPUR_220KV | 111759037K | BANAHATTI_110KV | BANK-3 | F13 | K | F13-BISAGUPPI IP | AGRICULTURE | BAGALKOT | RABAKAVI-BANAHATTI | BELAGAVI | BAGALKOT | JAMAKHANDI | RABAKAVI | BANAHATTI RURAL
556 | MAHALINGAPUR_220KV | MAHALINGAPUR_220KV | 111759037L | BANAHATTI_110KV | BANK-3 | F14 | L | F14-UPPAR IP | AGRICULTURE | BAGALKOT | RABAKAVI-BANAHATTI | BELAGAVI | BAGALKOT | JAMAKHANDI | RABAKAVI | BANAHATTI RURAL
557 | MAHALINGAPUR_220KV | MAHALINGAPUR_220KV | 111759037M | BANAHATTI_110KV | BANK-2 | F09 | M | F09-SAINAGAR | URBAN NDHQ | BAGALKOT | RABAKAVI-BANAHATTI | BELAGAVI | BAGALKOT | JAMAKHANDI | RABAKAVI | BANAHATTI-TOWN
563 | SHIGGAON_220KV | SAVANUR_110KV | 241273038A | BANKAPUR_33KV | BANK-1 | F01 | A | F01-BANKAPUR | URBAN NDHQ | HAVERI | SHIGGAON | HUBBALLI | HAVERI | HAVERI | SHIGGAON | BANKAPUR TOWN
564 | SHIGGAON_220KV | SAVANUR_110KV | 241273038B | BANKAPUR_33KV | BANK-1 | F02 | B | F02-HALASUR WATER SUPPLY | WATER SUPPLY | HAVERI | SHIGGAON | HUBBALLI | HAVERI | HAVERI | SAVANUR | SAVANUR RURAL-1
565 | SHIGGAON_220KV | SAVANUR_110KV | 241273038C | BANKAPUR_33KV | BANK-1 | F03 | C | F03-KUNDUR | AGRICULTURE | HAVERI | SHIGGAON | HUBBALLI | HAVERI | HAVERI | SHIGGAON | BANKAPUR TOWN
566 | SHIGGAON_220KV | SAVANUR_110KV | 241273038D | BANKAPUR_33KV | BANK-1 | F04 | D | F04-HOTANAHALLI NJY | NJY | HAVERI | SHIGGAON | HUBBALLI | HAVERI | HAVERI | SHIGGAON | BANKAPUR TOWN
567 | SHIGGAON_220KV | SAVANUR_110KV | 241273038E | BANKAPUR_33KV | BANK-2 | F05 | E | F05-KALYAN | AGRICULTURE | HAVERI | SHIGGAON | HUBBALLI | HAVERI | HAVERI | SHIGGAON | BANKAPUR RURAL
568 | SHIGGAON_220KV | SAVANUR_110KV | 241273038F | BANKAPUR_33KV | BANK-2 | F06 | F | F06-HUNAGUNDA | AGRICULTURE | HAVERI | SHIGGAON | HUBBALLI | HAVERI | HAVERI | SHIGGAON | BANKAPUR RURAL
569 | SHIGGAON_220KV | SAVANUR_110KV | 241273038G | BANKAPUR_33KV | BANK-2 | F07 | G | F07-GUDDADA CHENNAPURA NJY | NJY | HAVERI | SHIGGAON | HUBBALLI | HAVERI | HAVERI | SHIGGAON | BANKAPUR TOWN
570 | SHIGGAON_220KV | SAVANUR_110KV | 241273038H | BANKAPUR_33KV | BANK-2 | F08 | H | F08-CHANDAPUR | AGRICULTURE | HAVERI | SHIGGAON | HUBBALLI | HAVERI | HAVERI | SHIGGAON | BANKAPUR RURAL
571 | SHIGGAON_220KV | SAVANUR_110KV | 241273038I | BANKAPUR_33KV | BANK-1 | F09 | I | F09-TORUR NJY | NJY | HAVERI | SHIGGAON | HUBBALLI | HAVERI | HAVERI | SHIGGAON | BANKAPUR RURAL
572 | SHIGGAON_220KV | SAVANUR_110KV | 241272038J | BANKAPUR_33KV | BANK-2 | F10 | J | F10-TAVARAMELLIHALLI NJY | NJY | HAVERI | SAVANUR | HUBBALLI | HAVERI | HAVERI | SAVANUR | SAVANUR RURAL-1
573 | SHIGGAON_220KV | SAVANUR_110KV | 241273038L | BANKAPUR_33KV | BANK-2 | F12 | L | F12-BADA NJY | NJY | HAVERI | SHIGGAON | HUBBALLI | HAVERI | HAVERI | SHIGGAON | BANKAPUR TOWN & RURAL
574 | SHIGGAON_220KV | SAVANUR_110KV | 241273038M | BANKAPUR_33KV | BANK-2 | F13 | M | F13-WALAGERI | AGRICULTURE | HAVERI | SHIGGAON | HUBBALLI | HAVERI | HAVERI | SHIGGAON | BANKAPUR RURAL
575 | SHIGGAON_220KV | SAVANUR_110KV | 241273038N | BANKAPUR_33KV | BANK-3 | F14 | N | F14-SHABALA | AGRICULTURE | HAVERI | SHIGGAON | HUBBALLI | HAVERI | HAVERI | SHIGGAON | BANKAPUR RURAL
578 | BASARKOD_220KV | BASARKOD_220KV | 180251487A | BASARKOD_220KV | BANK-1 | F01 | A | F01-COLLEGE ROAD IP | AGRICULTURE | VIJAYAPUR | MUDDEBIHAL | BELAGAVI | VIJAYAPUR | B.BAGEWADI | MUDDEBIHAL | MUDDEBIHAL URBAN
579 | BASARKOD_220KV | BASARKOD_220KV | 180251487B | BASARKOD_220KV | BANK-1 | F02 | B | F02-PAWADA BASAVESHWAR IP | AGRICULTURE | VIJAYAPUR | MUDDEBIHAL | BELAGAVI | VIJAYAPUR | B.BAGEWADI | MUDDEBIHAL | MUDDEBIHAL URBAN
580 | BASARKOD_220KV | BASARKOD_220KV | 180251487C | BASARKOD_220KV | BANK-1 | F03 | C | F03-BASARKOD NJY | NJY | VIJAYAPUR | MUDDEBIHAL | BELAGAVI | VIJAYAPUR | B.BAGEWADI | MUDDEBIHAL | MUDDEBIHAL URBAN
582 | BASARKOD_220KV | BASARKOD_220KV | 180251487E | BASARKOD_220KV | BANK-1 | F05 | E | F05-GUNDAKARCHAGI IP | AGRICULTURE | VIJAYAPUR | MUDDEBIHAL | BELAGAVI | VIJAYAPUR | B.BAGEWADI | MUDDEBIHAL | MUDDEBIHAL URBAN
585 | HAVERI_220KV | HAVERI_220KV | 241235369D | BASAVANAKATTI_110KV | BANK-1 | F05 | D | F05-JANGAMANAKOPPA NJY | NJY | HAVERI | HAVERI | HUBBALLI | HAVERI | HAVERI | HAVERI | KARJAGI
586 | HAVERI_220KV | HAVERI_220KV | 241235369E | BASAVANAKATTI_110KV | BANK-1 | F06 | E | F06-MALAPUR IP | AGRICULTURE | HAVERI | HAVERI | HUBBALLI | HAVERI | HAVERI | HAVERI | RURAL-1
587 | HAVERI_220KV | HAVERI_220KV | 241235369F | BASAVANAKATTI_110KV | BANK-2 | F07 | F | F07-KANAVALLI EIP | AGRICULTURE | HAVERI | HAVERI | HUBBALLI | HAVERI | HAVERI | HAVERI | RURAL-1
588 | HAVERI_220KV | HAVERI_220KV | 241235369A | BASAVANAKATTI_110KV | BANK-1 | F01 | A | F01-ALADAMMA | AGRICULTURE | HAVERI | HAVERI | HUBBALLI | HAVERI | HAVERI | HAVERI | GUTTAL
589 | HAVERI_220KV | HAVERI_220KV | 241235369B | BASAVANAKATTI_110KV | BANK-1 | F02 | B | F02-BASAPUR | AGRICULTURE | HAVERI | HAVERI | HUBBALLI | HAVERI | HAVERI | HAVERI | GUTTAL
590 | HAVERI_220KV | HAVERI_220KV | 241235369C | BASAVANAKATTI_110KV | BANK-1 | F03 | C | F03-BHARADI | AGRICULTURE | HAVERI | HAVERI | HUBBALLI | HAVERI | HAVERI | HAVERI | GUTTAL
591 | HAVERI_220KV | HAVERI_220KV | 241235369H | BASAVANAKATTI_110KV | BANK-1 | F04 | H | F04-SHIBARA | AGRICULTURE | HAVERI | HAVERI | HUBBALLI | HAVERI | HAVERI | HAVERI | RURAL-1
592 | HAVERI_220KV | HAVERI_220KV | 241235369G | BASAVANAKATTI_110KV | BANK-2 | F10 | G | F10-AGADI IP | AGRICULTURE | HAVERI | HAVERI | HUBBALLI | HAVERI | HAVERI | HAVERI | KARJAGI
593 | HAVERI_220KV | HAVERI_220KV | 241235369I | BASAVANAKATTI_110KV | BANK-2 | F09 | I | F09-HANUMANAHALLI | AGRICULTURE | HAVERI | HAVERI | HUBBALLI | HAVERI | HAVERI | HAVERI | KARJAGI
594 | HAVERI_220KV | HAVERI_220KV | 241235369J | BASAVANAKATTI_110KV | BANK-2 | F08 | J | F08-BUDAGATTI NJY | NJY | HAVERI | HAVERI | HUBBALLI | HAVERI | HAVERI | HAVERI | KARJAGI
598 | BAGALKOT_220KV | LOKAPUR_110KV | 122161039A | BATAKURKI_33KV | BANK-3 | F10 | A | F10-BATAKURKI NJY | NJY | BELAGAVI | RAMDURG | BELAGAVI | BELAGAVI | RAMDURG | RAMDURG | BATAKURKI
599 | BAGALKOT_220KV | LOKAPUR_110KV | 122161039B | BATAKURKI_33KV | BANK-1 | F02 | B | F02-SALAPUR | AGRICULTURE | BELAGAVI | RAMDURG | BELAGAVI | BELAGAVI | RAMDURG | RAMDURG | BATAKURKI
600 | BAGALKOT_220KV | LOKAPUR_110KV | 122161039C | BATAKURKI_33KV | BANK-3 | F08 | C | F08-NAGANUR IP | AGRICULTURE | BELAGAVI | RAMDURG | BELAGAVI | BELAGAVI | RAMDURG | RAMDURG | BATAKURKI
601 | BAGALKOT_220KV | LOKAPUR_110KV | 122161039D | BATAKURKI_33KV | BANK-3 | F04 | D | F04-CHANNAPUR | AGRICULTURE | BELAGAVI | RAMDURG | BELAGAVI | BELAGAVI | RAMDURG | RAMDURG | BATAKURKI
602 | BAGALKOT_220KV | LOKAPUR_110KV | 122161039E | BATAKURKI_33KV | BANK-2 | F05 | E | F05-HANAMAPUR | AGRICULTURE | BELAGAVI | RAMDURG | BELAGAVI | BELAGAVI | RAMDURG | RAMDURG | BATAKURKI
603 | BAGALKOT_220KV | LOKAPUR_110KV | 122161039F | BATAKURKI_33KV | BANK-1 | F06 | F | F06-KEMPANDI A+B | AGRICULTURE | BELAGAVI | RAMDURG | BELAGAVI | BELAGAVI | RAMDURG | RAMDURG | BATAKURKI
604 | BAGALKOT_220KV | LOKAPUR_110KV | 122161039G | BATAKURKI_33KV | BANK-2 | F07 | G | F07-KADARAKOPPA A+B | AGRICULTURE | BELAGAVI | RAMDURG | BELAGAVI | BELAGAVI | RAMDURG | RAMDURG | BATAKURKI
605 | BAGALKOT_220KV | LOKAPUR_110KV | 122161039L | BATAKURKI_33KV | BANK-3 | F03 | L | F03-RAJANAL | AGRICULTURE | BELAGAVI | RAMDURG | BELAGAVI | BELAGAVI | RAMDURG | RAMDURG | BATAKURKI
606 | BAGALKOT_220KV | LOKAPUR_110KV | 122161039J | BATAKURKI_33KV | BANK-3 | F09 | J | F09-CRUSHER LINE | INDUSTRIAL | BELAGAVI | RAMDURG | BELAGAVI | BELAGAVI | RAMDURG | RAMDURG | BATAKURKI
607 | BAGALKOT_220KV | LOKAPUR_110KV | 122161039K | BATAKURKI_33KV | BANK-2 | F01 | K | F01-VENKATAPUR NJY | NJY | BELAGAVI | RAMDURG | BELAGAVI | BELAGAVI | RAMDURG | RAMDURG | BATAKURKI
608 | KUSHTAGI_220KV | KUSHTAGI_220KV | 110339424D | BAYYAPUR_110KV | BANK-1 | F07 | D | F07-BOGAPUR IP | AGRICULTURE | BAGALKOT | ILKAL | BELAGAVI | BAGALKOT | BAGALKOT | ILKAL | NANDAWADAGI
609 | KUSHTAGI_220KV | KUSHTAGI_220KV | 110339424K | BAYYAPUR_110KV | BANK-1 | F11 | K | F11-SAJJALGUDDA NJY | NJY | BAGALKOT | ILKAL | BELAGAVI | BAGALKOT | BAGALKOT | ILKAL | NANDAWADAGI
610 | M.K. HUBLI_220KV | M.K. HUBLI_220KV | 120544040A | BEEDI_110KV | BANK-1 | F14 | A | F14-KERAWAD | AGRICULTURE | BELAGAVI | KHANAPUR | BELAGAVI | BELAGAVI | BELAGAVI RURAL | KHANAPUR | BEEDI
611 | M.K. HUBLI_220KV | M.K. HUBLI_220KV | 120544040B | BEEDI_110KV | BANK-1 | F02 | B | F02-BEEDI NJY | NJY | BELAGAVI | KHANAPUR | BELAGAVI | BELAGAVI | BELAGAVI RURAL | KHANAPUR | BEEDI
612 | M.K. HUBLI_220KV | M.K. HUBLI_220KV | 120544040C | BEEDI_110KV | BANK-1 | F03 | C | F03-KAKKERI | AGRICULTURE | BELAGAVI | KHANAPUR | BELAGAVI | BELAGAVI | BELAGAVI RURAL | KHANAPUR | BEEDI
613 | M.K. HUBLI_220KV | M.K. HUBLI_220KV | 120544040D | BEEDI_110KV | BANK-1 | F04 | D | F04-BHURUNKI | AGRICULTURE | BELAGAVI | KHANAPUR | BELAGAVI | BELAGAVI | BELAGAVI RURAL | KHANAPUR | BEEDI
614 | M.K. HUBLI_220KV | M.K. HUBLI_220KV | 120544040E | BEEDI_110KV | BANK-1 | F05 | E | F05-KARIKATTI NJY | NJY | BELAGAVI | KHANAPUR | BELAGAVI | BELAGAVI | BELAGAVI RURAL | KHANAPUR | BEEDI
615 | M.K. HUBLI_220KV | M.K. HUBLI_220KV | 120544040G | BEEDI_110KV | BANK-2 | F17 | G | F17-NAVODAYA NAGAR NJY | NJY | BELAGAVI | KHANAPUR | BELAGAVI | BELAGAVI | BELAGAVI RURAL | KHANAPUR | BEEDI
616 | M.K. HUBLI_220KV | M.K. HUBLI_220KV | 120544040H | BEEDI_110KV | BANK-2 | F16 | H | F16-HANUMANNAGAR | AGRICULTURE | BELAGAVI | KHANAPUR | BELAGAVI | BELAGAVI | BELAGAVI RURAL | KHANAPUR | BEEDI
617 | M.K. HUBLI_220KV | M.K. HUBLI_220KV | 120544040I | BEEDI_110KV | BANK-2 | F13 | I | F13-KADATANA BAGEWADI | AGRICULTURE | BELAGAVI | KHANAPUR | BELAGAVI | BELAGAVI | BELAGAVI RURAL | KHANAPUR | ITAGI
618 | M.K. HUBLI_220KV | M.K. HUBLI_220KV | 120544040J | BEEDI_110KV | BANK-2 | F10 | J | F10-BANKI NJY | NJY | BELAGAVI | KHANAPUR | BELAGAVI | BELAGAVI | BELAGAVI RURAL | KHANAPUR | HALASHI
619 | M.K. HUBLI_220KV | M.K. HUBLI_220KV | 120544040M | BEEDI_110KV | BANK-2 | F11 | M | F11-DEVARAI NJY | NJY | BELAGAVI | KHANAPUR | BELAGAVI | BELAGAVI | BELAGAVI RURAL | KHANAPUR | BEEDI
620 | M.K. HUBLI_220KV | M.K. HUBLI_220KV | 120544040K | BEEDI_110KV | BANK-2 | F12 | K | F12-BEKAWAD | AGRICULTURE | BELAGAVI | KHANAPUR | BELAGAVI | BELAGAVI | BELAGAVI RURAL | KHANAPUR | HALASHI
621 | M.K. HUBLI_220KV | M.K. HUBLI_220KV | 120544040L | BEEDI_110KV | BANK-1 | F06 | L | F06-HALASHI | AGRICULTURE | BELAGAVI | KHANAPUR | BELAGAVI | BELAGAVI | BELAGAVI RURAL | KHANAPUR | HALASHI
622 | M.K. HUBLI_220KV | M.K. HUBLI_220KV | 120544040N | BEEDI_110KV | BANK-2 | F07 | N | F07-KALMESHWAR NAGAR NJY | NJY | BELAGAVI | KHANAPUR | BELAGAVI | BELAGAVI | BELAGAVI RURAL | KHANAPUR | ITAGI
623 | M.K. HUBLI_220KV | M.K. HUBLI_220KV | 120544040O | BEEDI_110KV | BANK-2 | F08 | O | F08-MUGALIHAL | AGRICULTURE | BELAGAVI | KHANAPUR | BELAGAVI | BELAGAVI | BELAGAVI RURAL | KHANAPUR | ITAGI
624 | M.K. HUBLI_220KV | M.K. HUBLI_220KV | 120544040P | BEEDI_110KV | BANK-1 | F01 | P | F01-GASTOLLI | AGRICULTURE | BELAGAVI | KHANAPUR | BELAGAVI | BELAGAVI | BELAGAVI RURAL | KHANAPUR | ITAGI
625 | M.K. HUBLI_220KV | M.K. HUBLI_220KV | 120544040Q | BEEDI_110KV | BANK-2 | F15 | Q | F15-HIDKAL | AGRICULTURE | BELAGAVI | KHANAPUR | BELAGAVI | BELAGAVI | BELAGAVI RURAL | KHANAPUR | ITAGI
626 | M.K. HUBLI_220KV | M.K. HUBLI_220KV | 120544040R | BEEDI_110KV | BANK-2 | F09 | R | F09-HADALAGA | AGRICULTURE | BELAGAVI | KHANAPUR | BELAGAVI | BELAGAVI | BELAGAVI RURAL | KHANAPUR | HALASHI
630 | HAVERI_220KV | HANAGAL_110KV | 241233041A | BELAGALPET_33KV | BANK-1 | F01 | A | F01-MARANBEEDA NJY | NJY | HAVERI | HANGAL | HUBBALLI | HAVERI | HAVERI | HANGAL | BELAGALAPETH
631 | HAVERI_220KV | HANAGAL_110KV | 241233041B | BELAGALPET_33KV | BANK-1 | F02 | B | F02-ADUR | AGRICULTURE | HAVERI | HANGAL | HUBBALLI | HAVERI | HAVERI | HANGAL | ADUR
632 | HAVERI_220KV | HANAGAL_110KV | 241233041C | BELAGALPET_33KV | BANK-1 | F03 | C | F03-KANCHINEGALUR | AGRICULTURE | HAVERI | HANGAL | HUBBALLI | HAVERI | HAVERI | HANGAL | BELAGALAPETH
633 | HAVERI_220KV | HANAGAL_110KV | 241233041D | BELAGALPET_33KV | BANK-1 | F04 | D | F04-KADASHETTIHALLI | AGRICULTURE | HAVERI | HANGAL | HUBBALLI | HAVERI | HAVERI | HANGAL | BELAGALAPETH
634 | HAVERI_220KV | HANAGAL_110KV | 241233041E | BELAGALPET_33KV | BANK-2 | F05 | E | F05-GUNDUR | AGRICULTURE | HAVERI | HANGAL | HUBBALLI | HAVERI | HAVERI | HANGAL | BELAGALAPETH
635 | HAVERI_220KV | HANAGAL_110KV | 241233041F | BELAGALPET_33KV | BANK-2 | F06 | F | F06-MASANAKATTI | AGRICULTURE | HAVERI | HANGAL | HUBBALLI | HAVERI | HAVERI | HANGAL | BELAGALAPETH
636 | HAVERI_220KV | HANAGAL_110KV | 241233041G | BELAGALPET_33KV | BANK-2 | F07 | G | F07-BELAGALPET NJY | NJY | HAVERI | HANGAL | HUBBALLI | HAVERI | HAVERI | HANGAL | BELAGALAPETH
637 | HAVERI_220KV | HANAGAL_110KV | 241233041H | BELAGALPET_33KV | BANK-2 | F08 | H | F08-WALGERI NJY | NJY | HAVERI | HANGAL | HUBBALLI | HAVERI | HAVERI | HANGAL | BELAGALAPETH
639 | GADAG_220KV | GADAG_220KV | 252664384A | BELAVANIKI_110KV | BANK-1 | F01 | A | F01-YAVAGAL | AGRICULTURE | GADAG | RON | HUBBALLI | GADAG | RON | RON | BELAVANIKI
640 | GADAG_220KV | GADAG_220KV | 252664384B | BELAVANIKI_110KV | BANK-1 | F02 | B | F02-KOUJAGERI NJY | NJY | GADAG | RON | HUBBALLI | GADAG | RON | RON | BELAVANIKI
643 | GADAG_220KV | GADAG_220KV | 252664384E | BELAVANIKI_110KV | BANK-1 | F05 | E | F05-MALLAPUR NJY | NJY | GADAG | RON | HUBBALLI | GADAG | RON | RON | BELAVANIKI
644 | GADAG_220KV | GADAG_220KV | 252664384F | BELAVANIKI_110KV | BANK-1 | F06 | F | F06-SANDIGEWAD | AGRICULTURE | GADAG | RON | HUBBALLI | GADAG | RON | RON | BELAVANIKI
646 | SAUNDATTI_220KV | SAUNDATTI_220KV | 120406042A | BELAWADI(UDAKERI)_110KV | BANK-1 | F01 | A | F01-KADASAGATTI IP | AGRICULTURE | BELAGAVI | BAILHONGAL | BELAGAVI | BELAGAVI | BAILHONGAL | BAILHONGAL | BELAWADI
647 | SAUNDATTI_220KV | SAUNDATTI_220KV | 120406042B | BELAWADI(UDAKERI)_110KV | BANK-1 | F02 | B | F02-SAVATAGI IP | AGRICULTURE | BELAGAVI | KITTUR | BELAGAVI | BELAGAVI | BAILHONGAL | KITTUR | KITTUR
648 | SAUNDATTI_220KV | SAUNDATTI_220KV | 120406042C | BELAWADI(UDAKERI)_110KV | BANK-1 | F03 | C | F03-DODWAD EIP | AGRICULTURE | BELAGAVI | BAILHONGAL | BELAGAVI | BELAGAVI | BAILHONGAL | BAILHONGAL | BELAWADI
649 | SAUNDATTI_220KV | SAUNDATTI_220KV | 120406042D | BELAWADI(UDAKERI)_110KV | BANK-1 | F04 | D | F04-PATTIHAL K.B | AGRICULTURE | BELAGAVI | BAILHONGAL | BELAGAVI | BELAGAVI | BAILHONGAL | BAILHONGAL/KITTUR | BELAWADI
650 | SAUNDATTI_220KV | SAUNDATTI_220KV | 120406042E | BELAWADI(UDAKERI)_110KV | BANK-1 | F05 | E | F05-BUDRAKATTI NJY | NJY | BELAGAVI | BAILHONGAL | BELAGAVI | BELAGAVI | BAILHONGAL | BAILHONGAL | BELAWADI
651 | SAUNDATTI_220KV | SAUNDATTI_220KV | 120406042F | BELAWADI(UDAKERI)_110KV | BANK-1 | F06 | F | F06-KHODANPUR NJY | NJY | BELAGAVI | BAILHONGAL | BELAGAVI | BELAGAVI | BAILHONGAL | BAILHONGAL/KITTUR | BELAWADI/KITTUR
652 | SAUNDATTI_220KV | SAUNDATTI_220KV | 120406042G | BELAWADI(UDAKERI)_110KV | BANK-2 | F07 | G | F07-CHIKKABELLIKATTI NJY | NJY | BELAGAVI | BAILHONGAL | BELAGAVI | BELAGAVI | BAILHONGAL | BAILHONGAL | BELAWADI
653 | SAUNDATTI_220KV | SAUNDATTI_220KV | 120406042H | BELAWADI(UDAKERI)_110KV | BANK-2 | F08 | H | F08-LIS KENGANUR | LIFT IRRIGATION | BELAGAVI | BAILHONGAL | BELAGAVI | BELAGAVI | BAILHONGAL | BAILHONGAL | BELAWADI
654 | SAUNDATTI_220KV | SAUNDATTI_220KV | 120406042I | BELAWADI(UDAKERI)_110KV | BANK-2 | F09 | I | F09-KENGANUR | AGRICULTURE | BELAGAVI | BAILHONGAL | BELAGAVI | BELAGAVI | BAILHONGAL | BAILHONGAL | BELAWADI
655 | SAUNDATTI_220KV | SAUNDATTI_220KV | 120406042J | BELAWADI(UDAKERI)_110KV | BANK-2 | F10 | J | F10-BELAWADI NJY | NJY | BELAGAVI | BAILHONGAL | BELAGAVI | BELAGAVI | BAILHONGAL | BAILHONGAL | BELAWADI
656 | SAUNDATTI_220KV | SAUNDATTI_220KV | 120406042K | BELAWADI(UDAKERI)_110KV | BANK-2 | F11 | K | F11-LINGADALLI NJY | NJY | BELAGAVI | BAILHONGAL | BELAGAVI | BELAGAVI | BAILHONGAL | BAILHONGAL | BELAWADI
657 | SAUNDATTI_220KV | SAUNDATTI_220KV | 120406042L | BELAWADI(UDAKERI)_110KV | BANK-2 | F12 | L | F12-BIDARAGADDI IP | AGRICULTURE | BELAGAVI | BAILHONGAL | BELAGAVI | BELAGAVI | BAILHONGAL | BAILHONGAL | BELAWADI
658 | SAUNDATTI_220KV | SAUNDATTI_220KV | 120406042M | BELAWADI(UDAKERI)_110KV | BANK-2 | F13 | M | F13-MULTY VILLAGE WATER SUPPLY | WATER SUPPLY | BELAGAVI | BAILHONGAL | BELAGAVI | BELAGAVI | BAILHONGAL | BAILHONGAL | BELAWADI
663 | GADAG_220KV | GADAG_220KV | 251048043B | BELLATTI_110KV | BANK-2 | F10 | B | F10-SURNAGI WATER SUPPLY | WATER SUPPLY | GADAG | SHIRHATTI | HUBBALLI | GADAG | GADAG | LAXMESHWAR | BELLATTI
664 | GADAG_220KV | GADAG_220KV | 251048043C | BELLATTI_110KV | BANK-1 | F03 | C | F03-BANNIKOPPA | AGRICULTURE | GADAG | SHIRHATTI | HUBBALLI | GADAG | GADAG | LAXMESHWAR | BELLATTI
665 | GADAG_220KV | GADAG_220KV | 251048043D | BELLATTI_110KV | BANK-1 | F04 | D | F04-DEVIHAL | AGRICULTURE | GADAG | SHIRHATTI | HUBBALLI | GADAG | GADAG | LAXMESHWAR | SHIRAHATTI
666 | GADAG_220KV | GADAG_220KV | 251048043E | BELLATTI_110KV | BANK-1 | F05 | E | F05-DEVIHAL NJY | NJY | GADAG | SHIRHATTI | HUBBALLI | GADAG | GADAG | LAXMESHWAR | SHIRAHATTI
667 | GADAG_220KV | GADAG_220KV | 251048043F | BELLATTI_110KV | BANK-2 | F06 | F | F06-BELLATTI NJY | NJY | GADAG | SHIRHATTI | HUBBALLI | GADAG | GADAG | LAXMESHWAR | BELLATTI
668 | GADAG_220KV | GADAG_220KV | 251048043G | BELLATTI_110KV | BANK-2 | F07 | G | F07-HOSUR IP | AGRICULTURE | GADAG | SHIRHATTI | HUBBALLI | GADAG | GADAG | LAXMESHWAR | BELLATTI
669 | GADAG_220KV | GADAG_220KV | 251048043H | BELLATTI_110KV | BANK-2 | F08 | H | F08-SUGNALLI NJY | NJY | GADAG | SHIRHATTI | HUBBALLI | GADAG | GADAG | LAXMESHWAR | BELLATTI
670 | GADAG_220KV | GADAG_220KV | 251048043I | BELLATTI_110KV | BANK-2 | F09 | I | F09-THARIKOPPA IP | AGRICULTURE | GADAG | SHIRHATTI | HUBBALLI | GADAG | GADAG | LAXMESHWAR | BELLATTI
671 | GADAG_220KV | GADAG_220KV | 251048043J | BELLATTI_110KV | BANK-1 | F02 | J | F02-KONCHIGERI | AGRICULTURE | GADAG | SHIRHATTI | HUBBALLI | GADAG | GADAG | LAXMESHWAR | BELLATTI
672 | GADAG_220KV | GADAG_220KV | 251048043K | BELLATTI_110KV | BANK-2 | F11 | K | F11-BELLATTI INDUSTRIAL | INDUSTRIAL | GADAG | SHIRHATTI | HUBBALLI | GADAG | GADAG | LAXMESHWAR | BELLATTI
673 | GADAG_220KV | GADAG_220KV | 251048043L | BELLATTI_110KV | BANK-2 | F12 | L | F12-HOLALAMMA DEVI | AGRICULTURE | GADAG | SHIRHATTI | HUBBALLI | GADAG | GADAG | LAXMESHWAR | SHIRAHATTI
675 | B.BAGEWADI_220KV | MAMADAPUR(B.BAGEWADI)_110KV | 182405441A | BELLUBBI_110KV | BANK-1 | F01 | A | F01-JAINAPUR NJY | NJY | VIJAYAPUR | BABALESHWAR | BELAGAVI | VIJAYAPUR | VIJAYAPUR | BABALESHWAR | MAMADAPUR
676 | B.BAGEWADI_220KV | MAMADAPUR(B.BAGEWADI)_110KV | 182405441B | BELLUBBI_110KV | BANK-1 | F02 | B | F02-BELLUBBI NJY | NJY | VIJAYAPUR | BABALESHWAR | BELAGAVI | VIJAYAPUR | VIJAYAPUR | BABALESHWAR | MAMADAPUR
677 | B.BAGEWADI_220KV | MAMADAPUR(B.BAGEWADI)_110KV | 182405441C | BELLUBBI_110KV | BANK-1 | F03 | C | F03-HANGARAGI IP | AGRICULTURE | VIJAYAPUR | BABALESHWAR | BELAGAVI | VIJAYAPUR | VIJAYAPUR | BABALESHWAR | MAMADAPUR
678 | B.BAGEWADI_220KV | MAMADAPUR(B.BAGEWADI)_110KV | 182405441D | BELLUBBI_110KV | BANK-1 | F04 | D | F04-HANGARAGI TANDA | AGRICULTURE | VIJAYAPUR | BABALESHWAR | BELAGAVI | VIJAYAPUR | VIJAYAPUR | BABALESHWAR | MAMADAPUR
679 | B.BAGEWADI_220KV | MAMADAPUR(B.BAGEWADI)_110KV | 182405441F | BELLUBBI_110KV | BANK-1 | F06 | F | F06-BELLUBBI RIVER BED | AGRICULTURE | VIJAYAPUR | BABALESHWAR | BELAGAVI | VIJAYAPUR | VIJAYAPUR | BABALESHWAR | MAMADAPUR
680 | B.BAGEWADI_220KV | MAMADAPUR(B.BAGEWADI)_110KV | 182405441H | BELLUBBI_110KV | BANK-2 | F08 | H | F08-CHANAGOND IP | AGRICULTURE | VIJAYAPUR | BABALESHWAR | BELAGAVI | VIJAYAPUR | VIJAYAPUR | BABALESHWAR | MAMADAPUR
681 | B.BAGEWADI_220KV | MAMADAPUR(B.BAGEWADI)_110KV | 182405441I | BELLUBBI_110KV | BANK-2 | F09 | I | F09-BELLUBBI R C | AGRICULTURE | VIJAYAPUR | BABALESHWAR | BELAGAVI | VIJAYAPUR | VIJAYAPUR | BABALESHWAR | MAMADAPUR
682 | B.BAGEWADI_220KV | MAMADAPUR(B.BAGEWADI)_110KV | 182405441J | BELLUBBI_110KV | BANK-2 | F10 | J | F10-MELADI IP | AGRICULTURE | VIJAYAPUR | BABALESHWAR | BELAGAVI | VIJAYAPUR | VIJAYAPUR | BABALESHWAR | D.GENNUR
683 | B.BAGEWADI_220KV | MAMADAPUR(B.BAGEWADI)_110KV | 182405441K | BELLUBBI_110KV | BANK-2 | F11 | K | F11-DESAI WADE IP | AGRICULTURE | VIJAYAPUR | BABALESHWAR | BELAGAVI | VIJAYAPUR | VIJAYAPUR | BABALESHWAR | D.GENNUR
684 | B.BAGEWADI_220KV | MAMADAPUR(B.BAGEWADI)_110KV | 182405441L | BELLUBBI_110KV | BANK-2 | F12 | L | F12-KANAKADAS IP | AGRICULTURE | VIJAYAPUR | BABALESHWAR | BELAGAVI | VIJAYAPUR | VIJAYAPUR | BABALESHWAR | D.GENNUR
685 | B.BAGEWADI_220KV | MAMADAPUR(B.BAGEWADI)_110KV | 182405441M | BELLUBBI_110KV | BANK-2 | F07 | M | F07-MANGALUR | AGRICULTURE | VIJAYAPUR | BABALESHWAR | BELAGAVI | VIJAYAPUR | VIJAYAPUR | BABALESHWAR | MAMADAPUR
689 | NARENDRA_220KV | NARENDRA_220KV | 250866044A | BELUR_110KV | BANK-1 | F01 | A | F01-TEGUR NJY | NJY | DHARWAD | DHARWAD | HUBBALLI | HUBBALLI | DHARWAD RURAL | DHARWAD RSD | GARAG
690 | NARENDRA_220KV | NARENDRA_220KV | 250866044B | BELUR_110KV | BANK-1 | F02 | B | F02-BELUR I.A. | INDUSTRIAL | DHARWAD | DHARWAD | HUBBALLI | HUBBALLI | DHARWAD RURAL | DHARWAD RSD | BELUR IA
691 | NARENDRA_220KV | NARENDRA_220KV | 250866044C | BELUR_110KV | BANK-4 | F16 | C | F16-MARUTI | INDUSTRIAL | DHARWAD | DHARWAD | HUBBALLI | HUBBALLI | DHARWAD RURAL | DHARWAD RSD | BELUR IA
692 | NARENDRA_220KV | NARENDRA_220KV | 250866044D | BELUR_110KV | BANK-1 | F04 | D | F04-MANDIHAL NJY | NJY | DHARWAD | DHARWAD | HUBBALLI | HUBBALLI | DHARWAD RURAL | DHARWAD RSD | SO-1
693 | NARENDRA_220KV | NARENDRA_220KV | 250866044E | BELUR_110KV | BANK-1 | F05 | E | F05-HOSATTI NJY | NJY | DHARWAD | DHARWAD | HUBBALLI | HUBBALLI | DHARWAD RURAL | DHARWAD RSD | GARAG
694 | NARENDRA_220KV | NARENDRA_220KV | 250866044F | BELUR_110KV | BANK-4 | F11 | F | F11-GARAG NJY | NJY | DHARWAD | DHARWAD | HUBBALLI | HUBBALLI | DHARWAD RURAL | DHARWAD RSD | GARAG
695 | NARENDRA_220KV | NARENDRA_220KV | 250866044G | BELUR_110KV | BANK-1 | F03 | G | F03-TELCO NJY | NJY | DHARWAD | DHARWAD | HUBBALLI | HUBBALLI | DHARWAD RURAL | DHARWAD RSD | SO-1
696 | NARENDRA_220KV | NARENDRA_220KV | 250866044H | BELUR_110KV | BANK-2 | F08 | H | F08-MODEL BUCKET | INDUSTRIAL | DHARWAD | DHARWAD | HUBBALLI | HUBBALLI | DHARWAD RURAL | DHARWAD RSD | BELUR IA
697 | NARENDRA_220KV | NARENDRA_220KV | 250866044I | BELUR_110KV | BANK-2 | F09 | I | F09-PRAJAVANI | INDUSTRIAL | DHARWAD | DHARWAD | HUBBALLI | HUBBALLI | DHARWAD RURAL | DHARWAD RSD | BELUR IA
698 | NARENDRA_220KV | NARENDRA_220KV | 250866044J | BELUR_110KV | BANK-2 | F10 | J | F10-HIGHCOURT | URBAN NDHQ | DHARWAD | DHARWAD | HUBBALLI | HUBBALLI | DHARWAD RURAL | DHARWAD RSD | BELUR IA
699 | NARENDRA_220KV | NARENDRA_220KV | 250866044K | BELUR_110KV | BANK-2 | F06 | K | F06-GANESHANUGRAHA | INDUSTRIAL | DHARWAD | DHARWAD | HUBBALLI | HUBBALLI | DHARWAD RURAL | DHARWAD RSD | BELUR IA
700 | NARENDRA_220KV | NARENDRA_220KV | 250866044L | BELUR_110KV | BANK-2 | F07 | L | F07-DURGADAKERI | AGRICULTURE | DHARWAD | DHARWAD | HUBBALLI | HUBBALLI | DHARWAD RURAL | DHARWAD RSD | GARAG
701 | NARENDRA_220KV | NARENDRA_220KV | 250866044M | BELUR_110KV | BANK-4 | F13 | M | F13-MADHANABHAVI EIP | AGRICULTURE | DHARWAD | DHARWAD | HUBBALLI | HUBBALLI | DHARWAD RURAL | DHARWAD RSD | GARAG
702 | NARENDRA_220KV | NARENDRA_220KV | 250866044N | BELUR_110KV | BANK-4 | F14 | N | F14-TADAKODA NJY | NJY | DHARWAD | DHARWAD | HUBBALLI | HUBBALLI | DHARWAD RURAL | DHARWAD RSD | GARAG
703 | NARENDRA_220KV | NARENDRA_220KV | 250866044O | BELUR_110KV | BANK-4 | F15 | O | F15-WALMI | URBAN NDHQ | DHARWAD | DHARWAD | HUBBALLI | HUBBALLI | DHARWAD RURAL | DHARWAD RSD | BELUR IA
704 | NARENDRA_220KV | NARENDRA_220KV | 250866044P | BELUR_110KV | BANK-4 | F12 | P | F12-KDC | INDUSTRIAL | DHARWAD | DHARWAD | HUBBALLI | HUBBALLI | DHARWAD RURAL | DHARWAD RSD | BELUR IA
705 | NARENDRA_220KV | NARENDRA_220KV | 250866044Q | BELUR_110KV | BANK-4 | F17 | Q | F17-MUMIGATTI KIADB | INDUSTRIAL | DHARWAD | DHARWAD | HUBBALLI | HUBBALLI | DHARWAD RURAL | DHARWAD RSD | BELUR IA
706 | NARENDRA_220KV | NARENDRA_220KV | 250866044R | BELUR_110KV | BANK-6 | F18 | R | F18-LOZAN | INDUSTRIAL | DHARWAD | DHARWAD | HUBBALLI | HUBBALLI | DHARWAD RURAL | DHARWAD RSD | BELUR IA
707 | NARENDRA_220KV | NARENDRA_220KV | 250866044S | BELUR_110KV | BANK-6 | F19 | S | F19-STAR AUTO | INDUSTRIAL | DHARWAD | DHARWAD | HUBBALLI | HUBBALLI | DHARWAD RURAL | DHARWAD RSD | BELUR IA
708 | RANEBENNUR_220KV | RANEBENNUR_220KV | 242263431A | BELUR(HEELADAHALLI)_110KV | BANK-1 | F01 | A | F01-KUDRIHAL RIVER BED | AGRICULTURE | HAVERI | RANEBENNUR | HUBBALLI | HAVERI | RANEBENNUR | RANEBENNUR-1 | HONNATTI
709 | RANEBENNUR_220KV | RANEBENNUR_220KV | 252263431B | BELUR(HEELADAHALLI)_110KV | BANK-1 | F02 | B | F02-SHIBARA IP | AGRICULTURE | HAVERI | RANEBENNUR | HUBBALLI | HAVERI | RANEBENNUR | RANEBENNUR-2 | MEDLERI
710 | RANEBENNUR_220KV | RANEBENNUR_220KV | 252263431C | BELUR(HEELADAHALLI)_110KV | BANK-1 | F03 | C | F03-KARIYAMMA DEVI IP | AGRICULTURE | HAVERI | RANEBENNUR | HUBBALLI | HAVERI | RANEBENNUR | RANEBENNUR-2 | MEDLERI
711 | RANEBENNUR_220KV | RANEBENNUR_220KV | 252263431D | BELUR(HEELADAHALLI)_110KV | BANK-1 | F04 | D | F04-DEVI GUDI IP | AGRICULTURE | HAVERI | RANEBENNUR | HUBBALLI | HAVERI | RANEBENNUR | RANEBENNUR-2 | MEDLERI
712 | RANEBENNUR_220KV | RANEBENNUR_220KV | 252263431E | BELUR(HEELADAHALLI)_110KV | BANK-1 | F05 | E | F05-HEELADAHALLI NJY | NJY | HAVERI | RANEBENNUR | HUBBALLI | HAVERI | RANEBENNUR | RANEBENNUR-2 | MEDLERI
715 | GADAG_220KV | RON_110KV | 110331045A | BELUR_33KV | BANK-1 | F01 | A | F01-DHANAKSHIRUR | AGRICULTURE | BAGALKOT | BADAMI | BELAGAVI | BAGALKOT | BAGALKOT | BADAMI | BELUR
716 | GADAG_220KV | RON_110KV | 110331045B | BELUR_33KV | BANK-1 | F02 | B | F02-CHOLACHAGUDD IP | AGRICULTURE | BAGALKOT | BADAMI | BELAGAVI | BAGALKOT | BAGALKOT | BADAMI | BELUR
717 | GADAG_220KV | RON_110KV | 110331045C | BELUR_33KV | BANK-1 | F03 | C | F03-CHOLACHAGUDD NJY | NJY | BAGALKOT | BADAMI | BELAGAVI | BAGALKOT | BAGALKOT | BADAMI | BELUR
718 | GADAG_220KV | RON_110KV | 110331045D | BELUR_33KV | BANK-2 | F04 | D | F04-BELUR NJY | NJY | BAGALKOT | BADAMI | BELAGAVI | BAGALKOT | BAGALKOT | BADAMI | BELUR
719 | GADAG_220KV | RON_110KV | 110331045E | BELUR_33KV | BANK-2 | F05 | E | F05-HOSUR | AGRICULTURE | BAGALKOT | BADAMI | BELAGAVI | BAGALKOT | BAGALKOT | BADAMI | BELUR
720 | GADAG_220KV | RON_110KV | 110331045F | BELUR_33KV | BANK-2 | F06 | F | F06-HOSUR NJY | NJY | BAGALKOT | BADAMI | BELAGAVI | BAGALKOT | BAGALKOT | BADAMI | BELUR
721 | GADAG_220KV | RON_110KV | 110386045I | BELUR_33KV | BANK-2 | F07 | I | F07-GUDDAD MALLAPUR | AGRICULTURE | BAGALKOT | BADAMI | BELAGAVI | BAGALKOT | BAGALKOT | BADAMI | BELUR
725 | CHIKKODI_220KV | NIPPANI_110KV | 130758046A | BENADI_33KV | BANK-1 | F01 | A | F01-FACTORY | INDUSTRIAL | BELAGAVI | CHIKKODI | BELAGAVI | CHIKKODI | CHIKKODI | NIPPANI | KOGANOLLI
726 | CHIKKODI_220KV | NIPPANI_110KV | 130758046B | BENADI_33KV | BANK-1 | F02 | B | F02-HANCHINAL | AGRICULTURE | BELAGAVI | CHIKKODI | BELAGAVI | CHIKKODI | CHIKKODI | NIPPANI | KOGANOLLI
727 | CHIKKODI_220KV | NIPPANI_110KV | 130758046C | BENADI_33KV | BANK-1 | F03 | C | F03-SHIVAPURWADI | AGRICULTURE | BELAGAVI | CHIKKODI | BELAGAVI | CHIKKODI | CHIKKODI | NIPPANI | KOGANOLLI
728 | CHIKKODI_220KV | NIPPANI_110KV | 130758046D | BENADI_33KV | BANK-1 | F04 | D | F04-BENADI VILLAGE NJY | NJY | BELAGAVI | CHIKKODI | BELAGAVI | CHIKKODI | CHIKKODI | NIPPANI | KOGANOLLI
729 | CHIKKODI_220KV | NIPPANI_110KV | 130758046G | BENADI_33KV | BANK-2 | F06 | G | F06-BENADI IP | AGRICULTURE | BELAGAVI | CHIKKODI | BELAGAVI | CHIKKODI | CHIKKODI | NIPPANI | KOGANOLLI
730 | CHIKKODI_220KV | NIPPANI_110KV | 130758046H | BENADI_33KV | BANK-2 | F07 | H | F07-ADI | AGRICULTURE | BELAGAVI | CHIKKODI | BELAGAVI | CHIKKODI | CHIKKODI | NIPPANI | KOGANOLLI
731 | CHIKKODI_220KV | NIPPANI_110KV | 130758046J | BENADI_33KV | BANK-2 | F08 | J | F08-ADI RIVER BED | AGRICULTURE | BELAGAVI | CHIKKODI | BELAGAVI | CHIKKODI | CHIKKODI | NIPPANI | KOGANOLLI
732 | CHIKKODI_220KV | NIPPANI_110KV | 130758046I | BENADI_33KV | BANK-2 | F05 | I | F05-BOLEWADI NJY | NJY | BELAGAVI | NIPPANI | BELAGAVI | CHIKKODI | CHIKKODI | NIPPANI | KOGANOLLI
733 | BAGALKOT_220KV | SIGIKERI_110KV | 110365446A | BENAKATTI(BGKT)_110KV | BANK-1 | F01 | A | F01-KIRASUR NJY | NJY | BAGALKOT | BAGALKOT | BELAGAVI | BAGALKOT | BAGALKOT | BAGALKOT RSD | BEVUR
734 | BAGALKOT_220KV | SIGIKERI_110KV | 110365446B | BENAKATTI(BGKT)_110KV | BANK-1 | F02 | B | F02-BENAKATTI | AGRICULTURE | BAGALKOT | BAGALKOT | BELAGAVI | BAGALKOT | BAGALKOT | BAGALKOT RSD | RURAL-I
735 | BAGALKOT_220KV | SIGIKERI_110KV | 110365446C | BENAKATTI(BGKT)_110KV | BANK-1 | F03 | C | F03-MANNIKATTI | AGRICULTURE | BAGALKOT | BAGALKOT | BELAGAVI | BAGALKOT | BAGALKOT | BAGALKOT RSD | BEVUR
736 | BAGALKOT_220KV | SIGIKERI_110KV | 110365446D | BENAKATTI(BGKT)_110KV | BANK-1 | F04 | D | F04-MALLAMMADEVI | AGRICULTURE | BAGALKOT | BAGALKOT | BELAGAVI | BAGALKOT | BAGALKOT | BAGALKOT RSD | BEVUR
737 | BAGALKOT_220KV | SIGIKERI_110KV | 110365446E | BENAKATTI(BGKT)_110KV | BANK-1 | F05 | E | F05-MASARI | AGRICULTURE | BAGALKOT | BAGALKOT | BELAGAVI | BAGALKOT | BAGALKOT | BAGALKOT RSD | RURAL-I
738 | BAGALKOT_220KV | SIGIKERI_110KV | 110365446F | BENAKATTI(BGKT)_110KV | BANK-1 | F06 | F | F06-HANUMAN | AGRICULTURE | BAGALKOT | BAGALKOT | BELAGAVI | BAGALKOT | BAGALKOT | BAGALKOT RSD | RURAL-I
741 | SAUNDATTI_220KV | SAUNDATTI_220KV | 120471373A | BENAKATTI_110KV | BANK-1 | F01 | A | F01-JALIKATTI | AGRICULTURE | BELAGAVI | SAUNDATTI | BELAGAVI | BELAGAVI | BAILHONGAL | SAUNDATTI | YARAGATTI
742 | SAUNDATTI_220KV | SAUNDATTI_220KV | 120471373B | BENAKATTI_110KV | BANK-1 | F02 | B | F02-BENAKATTI IP | AGRICULTURE | BELAGAVI | SAUNDATTI | BELAGAVI | BELAGAVI | BAILHONGAL | SAUNDATTI | YARAGATTI
743 | SAUNDATTI_220KV | SAUNDATTI_220KV | 120471373C | BENAKATTI_110KV | BANK-1 | F03 | C | F03-DURGA TEMPLE | AGRICULTURE | BELAGAVI | SAUNDATTI | BELAGAVI | BELAGAVI | BAILHONGAL | SAUNDATTI | YARAGATTI
744 | SAUNDATTI_220KV | SAUNDATTI_220KV | 120471373D | BENAKATTI_110KV | BANK-1 | F04 | D | F04-SRIRANGAPUR IP | AGRICULTURE | BELAGAVI | SAUNDATTI | BELAGAVI | BELAGAVI | BAILHONGAL | SAUNDATTI | YARAGATTI
745 | SAUNDATTI_220KV | SAUNDATTI_220KV | 120471373E | BENAKATTI_110KV | BANK-1 | F05 | E | F05-VADAKERI THOTA | AGRICULTURE | BELAGAVI | SAUNDATTI | BELAGAVI | BELAGAVI | BAILHONGAL | SAUNDATTI | MUNAVALLI
746 | SAUNDATTI_220KV | SAUNDATTI_220KV | 120471373F | BENAKATTI_110KV | BANK-1 | F06 | F | F06-TEGGIHAL MADDI IP | AGRICULTURE | BELAGAVI | SAUNDATTI | BELAGAVI | BELAGAVI | BAILHONGAL | SAUNDATTI | MUNAVALLI
747 | SAUNDATTI_220KV | SAUNDATTI_220KV | 120471373G | BENAKATTI_110KV | BANK-2 | F07 | G | F07-TALLUR | AGRICULTURE | BELAGAVI | SAUNDATTI | BELAGAVI | BELAGAVI | BAILHONGAL | SAUNDATTI | YARAGATTI
748 | SAUNDATTI_220KV | SAUNDATTI_220KV | 120471373K | BENAKATTI_110KV | BANK-2 | F11 | K | F11-MADLUR IP | AGRICULTURE | BELAGAVI | SAUNDATTI | BELAGAVI | BELAGAVI | BAILHONGAL | SAUNDATTI | YARAGATTI
749 | SAUNDATTI_220KV | SAUNDATTI_220KV | 120471373L | BENAKATTI_110KV | BANK-2 | F12 | L | F12-JEEVAPUR NJY | NJY | BELAGAVI | SAUNDATTI | BELAGAVI | BELAGAVI | BAILHONGAL | SAUNDATTI | YARAGATTI
750 | SAUNDATTI_220KV | SAUNDATTI_220KV | 120471373H | BENAKATTI_110KV | BANK-2 | F08 | H | F08-MAYAMMA TEMPLE NJY | NJY | BELAGAVI | SAUNDATTI | BELAGAVI | BELAGAVI | BAILHONGAL | SAUNDATTI | MUNAVALLI
751 | SAUNDATTI_220KV | SAUNDATTI_220KV | 120471373I | BENAKATTI_110KV | BANK-2 | F09 | I | F09-MABNUR VILLAGE IP | AGRICULTURE | BELAGAVI | SAUNDATTI | BELAGAVI | BELAGAVI | BAILHONGAL | SAUNDATTI | MUNAVALLI
752 | SAUNDATTI_220KV | SAUNDATTI_220KV | 120471373M | BENAKATTI_110KV | BANK-2 | F10 | M | F10-YARAZARVI IP | AGRICULTURE | BELAGAVI | SAUNDATTI | BELAGAVI | BELAGAVI | BAILHONGAL | SAUNDATTI | YARAGATTI
756 | GADAG_220KV | GADAG_220KV | 251067047A | BETAGERI_110KV | BANK-1 | F20 | A | F20-BALAGANUR | AGRICULTURE | GADAG | GADAG | HUBBALLI | GADAG | GADAG | GADAG RSD | NORTH
757 | GADAG_220KV | GADAG_220KV | 251067047B | BETAGERI_110KV | BANK-1 | F02 | B | F02-KANAGINAHAL | AGRICULTURE | GADAG | GADAG | HUBBALLI | GADAG | GADAG | GADAG RSD | NORTH
758 | GADAG_220KV | GADAG_220KV | 251067047C | BETAGERI_110KV | BANK-1 | F03 | C | F03-HOMBAL | AGRICULTURE | GADAG | GADAG | HUBBALLI | GADAG | GADAG | GADAG RSD | NORTH
759 | GADAG_220KV | GADAG_220KV | 251017047D | BETAGERI_110KV | BANK-1 | F04 | D | F04-BETAGERI | URBAN DHQ | GADAG | GADAG | HUBBALLI | GADAG | GADAG | GADAG CSD | BETAGERI
760 | GADAG_220KV | GADAG_220KV | 251017047E | BETAGERI_110KV | BANK-1 | F05 | E | F05-KRISHNA NAGAR | URBAN DHQ | GADAG | GADAG | HUBBALLI | GADAG | GADAG | GADAG CSD | BETAGERI
761 | GADAG_220KV | GADAG_220KV | 251067047F | BETAGERI_110KV | BANK-1 | F06 | F | F06-NARASAPUR NJY | NJY | GADAG | GADAG | HUBBALLI | GADAG | GADAG | GADAG RSD | NORTH
762 | GADAG_220KV | GADAG_220KV | 251067047G | BETAGERI_110KV | BANK-1 | F07 | G | F07-MADAGANUR NJY | NJY | GADAG | GADAG | HUBBALLI | GADAG | GADAG | GADAG RSD | NORTH
763 | GADAG_220KV | GADAG_220KV | 251067047H | BETAGERI_110KV | BANK-1 | F08 | H | F08-KADADI NJY | NJY | GADAG | GADAG | HUBBALLI | GADAG | GADAG | GADAG RSD | NORTH
767 | GADAG_220KV | GADAG_220KV | 251067047L | BETAGERI_110KV | BANK-1 | F12 | L | F12-NEERALAGI NJY | NJY | GADAG | GADAG | HUBBALLI | GADAG | GADAG | GADAG RSD | NORTH
768 | GADAG_220KV | GADAG_220KV | 251067047M | BETAGERI_110KV | BANK-1 | F13 | M | F13-KIADB INDUSTRIAL | INDUSTRIAL | GADAG | GADAG | HUBBALLI | GADAG | GADAG | GADAG RSD | NORTH
769 | GADAG_220KV | GADAG_220KV | 291067047O | BETAGERI_110KV | BANK-2 | F16 | O | F16-SHIDDAROOD INDUSTRIAL | INDUSTRIAL | GADAG | GADAG | HUBBALLI | GADAG | GADAG | GADAG RSD | NORTH
773 | GADAG_220KV | GADAG_220KV | 291067047N | BETAGERI_110KV | BANK-2 | F14 | N | F14-KNNL CHIKKOPPA | LIFT IRRIGATION | GADAG | GADAG | HUBBALLI | GADAG | GADAG | GADAG RSD | NORTH
775 | INDI_220KV | ZALAKI_110KV | 181640485A | BHAIRUNGI_110KV | BANK-1 | F01 | A | F01-BHATAGUNAKI NJY | NJY | VIJAYAPUR | INDI | BELAGAVI | VIJAYAPUR | INDI | INDI | ANJUTAGI
776 | INDI_220KV | ZALAKI_110KV | 181640485C | BHAIRUNGI_110KV | BANK-1 | F03 | C | F03-BHAIRUNAGI IP | AGRICULTURE | VIJAYAPUR | INDI | BELAGAVI | VIJAYAPUR | INDI | INDI | ANJUTAGI
777 | INDI_220KV | ZALAKI_110KV | 181640485E | BHAIRUNGI_110KV | BANK-1 | F04 | E | F04-HARALAYY VASTI IP | AGRICULTURE | VIJAYAPUR | INDI | BELAGAVI | VIJAYAPUR | INDI | INDI | LACHYAN
778 | INDI_220KV | ZALAKI_110KV | 181640485D | BHAIRUNGI_110KV | BANK-1 | F05 | D | F05-BASAV IP | AGRICULTURE | VIJAYAPUR | INDI | BELAGAVI | VIJAYAPUR | INDI | INDI | ANJUTAGI
779 | INDI_220KV | ZALAKI_110KV | 181640485B | BHAIRUNGI_110KV | BANK-1 | F02 | B | F02-LONI IP | AGRICULTURE | VIJAYAPUR | INDI | BELAGAVI | VIJAYAPUR | INDI | INDI | LACHYAN
782 | BAGALKOT_220KV | KALADAGI_110KV | 111949048A | BHANTANUR_33KV | BANK-1 | F01 | A | F01-BADNUR IP | AGRICULTURE | BAGALKOT | MUDHOL | BELAGAVI | BAGALKOT | MUDHOL | LOKAPUR | BANTANUR
783 | BAGALKOT_220KV | KALADAGI_110KV | 111949048B | BHANTANUR_33KV | BANK-1 | F02 | B | F02-BHANTANUR IP 1 | AGRICULTURE | BAGALKOT | MUDHOL | BELAGAVI | BAGALKOT | MUDHOL | LOKAPUR | BANTANUR
784 | BAGALKOT_220KV | KALADAGI_110KV | 111949048C | BHANTANUR_33KV | BANK-1 | F03 | C | F03-BHANTANUR PLOT | AGRICULTURE | BAGALKOT | MUDHOL | BELAGAVI | BAGALKOT | MUDHOL | LOKAPUR | BANTANUR
786 | BAGALKOT_220KV | KALADAGI_110KV | 111949048E | BHANTANUR_33KV | BANK-2 | F05 | E | F05-BHANTANUR IP 2 | AGRICULTURE | BAGALKOT | MUDHOL | BELAGAVI | BAGALKOT | MUDHOL | LOKAPUR | BANTANUR
788 | BAGALKOT_220KV | KALADAGI_110KV | 111949048G | BHANTANUR_33KV | BANK-2 | F07 | G | F07-BHANTANUR NJY | NJY | BAGALKOT | MUDHOL | BELAGAVI | BAGALKOT | MUDHOL | LOKAPUR | BANTANUR
789 | BAGALKOT_220KV | KALADAGI_110KV | 111949048H | BHANTANUR_33KV | BANK-2 | F08 | H | F08-JUNNUR IP | AGRICULTURE | BAGALKOT | MUDHOL | BELAGAVI | BAGALKOT | MUDHOL | LOKAPUR | BANTANUR
791 | CHIKKODI_220KV | SADALAGA_110KV | 130770050A | BHOJ_33KV | BANK-1 | F01 | A | F01-BHOJWADI | AGRICULTURE | BELAGAVI | CHIKKODI | BELAGAVI | CHIKKODI | CHIKKODI | SADALAGA | BHOJ
792 | CHIKKODI_220KV | SADALAGA_110KV | 130770050B | BHOJ_33KV | BANK-1 | F02 | B | F02-BHOJ NJY | NJY | BELAGAVI | CHIKKODI | BELAGAVI | CHIKKODI | CHIKKODI | SADALAGA | BHOJ
793 | CHIKKODI_220KV | SADALAGA_110KV | 130770050C | BHOJ_33KV | BANK-1 | F03 | C | F03-JINAMADDI | AGRICULTURE | BELAGAVI | CHIKKODI | BELAGAVI | CHIKKODI | CHIKKODI | SADALAGA | BHOJ
794 | CHIKKODI_220KV | SADALAGA_110KV | 130770050D | BHOJ_33KV | BANK-1 | F04 | D | F04-BANGALIBABA | AGRICULTURE | BELAGAVI | CHIKKODI | BELAGAVI | CHIKKODI | CHIKKODI | SADALAGA | BHOJ
795 | CHIKKODI_220KV | SADALAGA_110KV | 130770050E | BHOJ_33KV | BANK-2 | F05 | E | F05-KARADAGA | AGRICULTURE | BELAGAVI | CHIKKODI | BELAGAVI | CHIKKODI | CHIKKODI | SADALAGA | BHOJ
796 | CHIKKODI_220KV | SADALAGA_110KV | 130770050F | BHOJ_33KV | BANK-2 | F06 | F | F06-BARWAD | AGRICULTURE | BELAGAVI | CHIKKODI | BELAGAVI | CHIKKODI | CHIKKODI | SADALAGA | BHOJ
797 | CHIKKODI_220KV | SADALAGA_110KV | 130770050G | BHOJ_33KV | BANK-2 | F07 | G | F07-BAWANMATH | AGRICULTURE | BELAGAVI | CHIKKODI | BELAGAVI | CHIKKODI | CHIKKODI | SADALAGA | BHOJ
799 | VIJAYAPUR_220KV | VIJAYAPUR_220KV | 182469051A | BHUTANAL_110KV | BANK-1 | F05 | A | F05-JALAGERI IP | AGRICULTURE | VIJAYAPUR | TIKOTA | BELAGAVI | VIJAYAPUR | VIJAYAPUR | TIKOTA | ITTANGIHAL
800 | VIJAYAPUR_220KV | VIJAYAPUR_220KV | 182469051B | BHUTANAL_110KV | BANK-1 | F02 | B | F02-BARATAGI IP | AGRICULTURE | VIJAYAPUR | TIKOTA | BELAGAVI | VIJAYAPUR | VIJAYAPUR | TIKOTA | ITTANGIHAL
801 | VIJAYAPUR_220KV | VIJAYAPUR_220KV | 182469051C | BHUTANAL_110KV | BANK-1 | F03 | C | F03-ITTANGIHAL | AGRICULTURE | VIJAYAPUR | VIJAYAPUR | BELAGAVI | VIJAYAPUR | VIJAYAPUR | TIKOTA | ITTANGIHAL
802 | VIJAYAPUR_220KV | VIJAYAPUR_220KV | 182418051D | BHUTANAL_110KV | BANK-2 | F11 | D | F11-SUKUN | URBAN DHQ | VIJAYAPUR | VIJAYAPUR | BELAGAVI | VIJAYAPUR | VIJAYAPUR | VIJAYAPUR CSD-1 | BHUTNAL
803 | VIJAYAPUR_220KV | VIJAYAPUR_220KV | 182469051E | BHUTANAL_110KV | BANK-1 | F01 | E | F01-PUJARI IP | AGRICULTURE | VIJAYAPUR | TIKOTA | BELAGAVI | VIJAYAPUR | VIJAYAPUR | TIKOTA | ITTANGIHAL
804 | VIJAYAPUR_220KV | VIJAYAPUR_220KV | 182418051F | BHUTANAL_110KV | BANK-2 | F06 | F | F06-BHUTANAL | URBAN DHQ | VIJAYAPUR | VIJAYAPUR | BELAGAVI | VIJAYAPUR | VIJAYAPUR | VIJAYAPUR CSD-1 | BHUTNAL
805 | VIJAYAPUR_220KV | VIJAYAPUR_220KV | 182418051G | BHUTANAL_110KV | BANK-2 | F07 | G | F07-K C NAGAR | URBAN DHQ | VIJAYAPUR | VIJAYAPUR | BELAGAVI | VIJAYAPUR | VIJAYAPUR | VIJAYAPUR CSD-1 | BHUTNAL
806 | VIJAYAPUR_220KV | VIJAYAPUR_220KV | 182418051H | BHUTANAL_110KV | BANK-2 | F08 | H | F08-ASHRAM | URBAN DHQ | VIJAYAPUR | VIJAYAPUR | BELAGAVI | VIJAYAPUR | VIJAYAPUR | VIJAYAPUR CSD-1 | SO II
807 | VIJAYAPUR_220KV | VIJAYAPUR_220KV | 182418051I | BHUTANAL_110KV | BANK-2 | F09 | I | F09-KHB COLONY | URBAN DHQ | VIJAYAPUR | VIJAYAPUR | BELAGAVI | VIJAYAPUR | VIJAYAPUR | VIJAYAPUR CSD-1 | BHUTNAL
808 | VIJAYAPUR_220KV | VIJAYAPUR_220KV | 182418051J | BHUTANAL_110KV | BANK-2 | F10 | J | F10-DARGA | URBAN DHQ | VIJAYAPUR | VIJAYAPUR | BELAGAVI | VIJAYAPUR | VIJAYAPUR | VIJAYAPUR CSD-1 | BHUTNAL
809 | VIJAYAPUR_220KV | VIJAYAPUR_220KV | 182469051K | BHUTANAL_110KV | BANK-2 | F04 | K | F04-ARAKERI NJY | NJY | VIJAYAPUR | VIJAYAPUR | BELAGAVI | VIJAYAPUR | VIJAYAPUR | TIKOTA | ITTANGIHAL
810 | VIJAYAPUR_220KV | VIJAYAPUR_220KV | 182469051L | BHUTANAL_110KV | BANK-1 | F12 | L | F12-BARATAGI NJY | NJY | VIJAYAPUR | VIJAYAPUR | BELAGAVI | VIJAYAPUR | VIJAYAPUR | TIKOTA | ITTANGIHAL
815 | VIJAYAPUR_220KV | VIJAYAPUR_220KV | 182469051Q | BHUTANAL_110KV | BANK-4 | F13 | Q | F13-ARAKERI IP | AGRICULTURE | VIJAYAPUR | TIKOTA | BELAGAVI | VIJAYAPUR | VIJAYAPUR | TIKOTA | ITTANGIHAL
816 | VIJAYAPUR_220KV | VIJAYAPUR_220KV | 182418051R | BHUTANAL_110KV | BANK-3 | F14 | R | F14-ANAND NAGAR | URBAN DHQ | VIJAYAPUR | VIJAYAPUR | BELAGAVI | VIJAYAPUR | VIJAYAPUR | VIJAYAPUR CSD-1 | SO II
817 | VIJAYAPUR_220KV | VIJAYAPUR_220KV | 182418051S | BHUTANAL_110KV | BANK-3 | F15 | S | F15-BLDE | URBAN DHQ | VIJAYAPUR | VIJAYAPUR | BELAGAVI | VIJAYAPUR | VIJAYAPUR | VIJAYAPUR CSD-1 | BHUTNAL
818 | VIJAYAPUR_220KV | VIJAYAPUR_220KV | 182469051T | BHUTANAL_110KV | BANK-4 | F16 | T | F16-HANCHANAL IP | AGRICULTURE | VIJAYAPUR | TIKOTA | BELAGAVI | VIJAYAPUR | VIJAYAPUR | TIKOTA | ITTANGIHAL
819 | VIJAYAPUR_220KV | VIJAYAPUR_220KV | 182469051U | BHUTANAL_110KV | BANK-4 | F17 | U | F17-YATNAL IP | AGRICULTURE | VIJAYAPUR | TIKOTA | BELAGAVI | VIJAYAPUR | VIJAYAPUR | TIKOTA | ITTANGIHAL
823 | ATHANI_220KV | TODALBAGI_110KV | 111741052A | BIDARI_33KV | BANK-1 | F01 | A | F01-BIDARI IP 1 | AGRICULTURE | BAGALKOT | JAMAKHANDI | BELAGAVI | BAGALKOT | JAMAKHANDI | JAMAKHANDI | TODALABAGI
824 | ATHANI_220KV | TODALBAGI_110KV | 111741052B | BIDARI_33KV | BANK-1 | F02 | B | F02-CHIKKALAKI IP | AGRICULTURE | BAGALKOT | JAMAKHANDI | BELAGAVI | BAGALKOT | JAMAKHANDI | JAMAKHANDI | TODALABAGI
825 | ATHANI_220KV | TODALBAGI_110KV | 111741052C | BIDARI_33KV | BANK-1 | F06 | C | F06-JANAWAD IP | AGRICULTURE | BAGALKOT | JAMAKHANDI | BELAGAVI | BAGALKOT | JAMAKHANDI | JAMAKHANDI | TODALABAGI
826 | ATHANI_220KV | TODALBAGI_110KV | 111741052D | BIDARI_33KV | BANK-2 | F04 | D | F04-KAVATAGI NJY | NJY | BAGALKOT | JAMAKHANDI | BELAGAVI | BAGALKOT | JAMAKHANDI | JAMAKHANDI | TODALABAGI
827 | ATHANI_220KV | TODALBAGI_110KV | 111741052E | BIDARI_33KV | BANK-2 | F05 | E | F05-BIDARI IP2 | AGRICULTURE | BAGALKOT | JAMAKHANDI | BELAGAVI | BAGALKOT | JAMAKHANDI | JAMAKHANDI | TODALABAGI
828 | ATHANI_220KV | TODALBAGI_110KV | 111741052I | BIDARI_33KV | BANK-1 | F03 | I | F03-KUMARESHWAR IP | AGRICULTURE | BAGALKOT | JAMAKHANDI | BELAGAVI | BAGALKOT | JAMAKHANDI | JAMAKHANDI | TODALABAGI
830 | ATHANI_220KV | TODALBAGI_110KV | 111741052H | BIDARI_33KV | BANK-1 | F08 | H | F08-CHIKKALAKKI NJY | NJY | BAGALKOT | JAMAKHANDI | BELAGAVI | BAGALKOT | JAMAKHANDI | JAMAKHANDI | TODALABAGI
834 | BIDNAL_220KV | BIDNAL_220KV | 251368053B | BIDNAL_220KV | BANK-1 | F02 | B | F02-SHEREWAD NJY | NJY | DHARWAD | HUBBALLI | HUBBALLI | HUBBALLI | HUBBALLI RURAL | HUBBALLI RSD | NOOLVI
835 | BIDNAL_220KV | BIDNAL_220KV | 251368053C | BIDNAL_220KV | BANK-1 | F03 | C | F03-NOOLVI NJY | NJY | DHARWAD | HUBBALLI | HUBBALLI | HUBBALLI | HUBBALLI RURAL | HUBBALLI RSD | NOOLVI
836 | BIDNAL_220KV | BIDNAL_220KV | 251368053D | BIDNAL_220KV | BANK-1 | F04 | D | F04-BELAGALI INDUSTRIAL | INDUSTRIAL | DHARWAD | HUBBALLI | HUBBALLI | HUBBALLI | HUBBALLI RURAL | HUBBALLI RSD | NOOLVI
837 | BIDNAL_220KV | BIDNAL_220KV | 251368053M | BIDNAL_220KV | BANK-1 | F05 | M | F05-KATNUR | AGRICULTURE | DHARWAD | HUBBALLI | HUBBALLI | HUBBALLI | HUBBALLI RURAL | HUBBALLI RSD | ADARAGUNCHI
838 | BIDNAL_220KV | BIDNAL_220KV | 251368053F | BIDNAL_220KV | BANK-1 | F06 | F | F06-KURADIKERI | AGRICULTURE | DHARWAD | HUBBALLI | HUBBALLI | HUBBALLI | HUBBALLI RURAL | HUBBALLI RSD | NOOLVI
839 | BIDNAL_220KV | BIDNAL_220KV | 251423053G | BIDNAL_220KV | BANK-2 | F07 | G | F07-NATIONAL TOWN | URBAN DHQ | DHARWAD | HUBBALLI | HUBBALLI | HUBBALLI | HUBBALLI URBAN | HUBBALLI CSD-2 | MANTUR ROAD
840 | BIDNAL_220KV | BIDNAL_220KV | 251368053L | BIDNAL_220KV | BANK-2 | F12 | L | F12-HALYAL NJY | NJY | DHARWAD | HUBBALLI | HUBBALLI | HUBBALLI | HUBBALLI RURAL | HUBBALLI RSD | NOOLVI
841 | BIDNAL_220KV | BIDNAL_220KV | 251423053H | BIDNAL_220KV | BANK-2 | F08 | H | F08-STP | URBAN DHQ | DHARWAD | HUBBALLI | HUBBALLI | HUBBALLI | HUBBALLI URBAN | HUBBALLI CSD-2 | BANKAPUR CHOUK
842 | BIDNAL_220KV | BIDNAL_220KV | 251423053I | BIDNAL_220KV | BANK-2 | F09 | I | F09-GABBUR | URBAN DHQ | DHARWAD | HUBBALLI | HUBBALLI | HUBBALLI | HUBBALLI URBAN | HUBBALLI CSD-2 | BANKAPUR CHOUK
843 | BIDNAL_220KV | BIDNAL_220KV | 251423053J | BIDNAL_220KV | BANK-2 | F10 | J | F10-BIDNAL | URBAN DHQ | DHARWAD | HUBBALLI | HUBBALLI | HUBBALLI | HUBBALLI URBAN | HUBBALLI CSD-2 | BANKAPUR CHOUK
844 | BIDNAL_220KV | BIDNAL_220KV | 251423053K | BIDNAL_220KV | BANK-2 | F11 | K | F11-SONIYA GANDHI NAGAR | URBAN DHQ | DHARWAD | HUBBALLI | HUBBALLI | HUBBALLI | HUBBALLI URBAN | HUBBALLI CSD-2 | BANKAPUR CHOUK
846 | VIJAYAPUR_220KV | TIKOTA_110KV | 182469054A | BIJJARAGI_33KV | BANK-1 | F01 | A | F01-GONASANGI | AGRICULTURE | VIJAYAPUR | VIJAYAPUR | BELAGAVI | VIJAYAPUR | VIJAYAPUR | TIKOTA | BIJJARAGI
847 | VIJAYAPUR_220KV | TIKOTA_110KV | 182469054B | BIJJARAGI_33KV | BANK-1 | F02 | B | F02-BABANAGAR DONI IP | AGRICULTURE | VIJAYAPUR | VIJAYAPUR | BELAGAVI | VIJAYAPUR | VIJAYAPUR | TIKOTA | BIJJARAGI
848 | VIJAYAPUR_220KV | TIKOTA_110KV | 182469054C | BIJJARAGI_33KV | BANK-1 | F03 | C | F03-BIJJARAGI NJY | NJY | VIJAYAPUR | TIKOTA | BELAGAVI | VIJAYAPUR | VIJAYAPUR | TIKOTA | BIJJARAGI
850 | VIJAYAPUR_220KV | TIKOTA_110KV | 182469054E | BIJJARAGI_33KV | BANK-2 | F05 | E | F05-DARI DEVAR OLD IP | AGRICULTURE | VIJAYAPUR | VIJAYAPUR | BELAGAVI | VIJAYAPUR | VIJAYAPUR | TIKOTA | BIJJARAGI
851 | VIJAYAPUR_220KV | TIKOTA_110KV | 182469054F | BIJJARAGI_33KV | BANK-2 | F06 | F | F06-ALAGIHNAL IP | AGRICULTURE | VIJAYAPUR | VIJAYAPUR | BELAGAVI | VIJAYAPUR | VIJAYAPUR | TIKOTA | BIJJARAGI
852 | VIJAYAPUR_220KV | TIKOTA_110KV | 182469054G | BIJJARAGI_33KV | BANK-2 | F07 | G | F07-DARIDEVAR LINK LINE IP | AGRICULTURE | VIJAYAPUR | VIJAYAPUR | BELAGAVI | VIJAYAPUR | VIJAYAPUR | TIKOTA | BIJJARAGI
853 | VIJAYAPUR_220KV | TIKOTA_110KV | 182469054H | BIJJARAGI_33KV | BANK-1 | F08 | H | F08-PARAMANAND IP | AGRICULTURE | VIJAYAPUR | VIJAYAPUR | BELAGAVI | VIJAYAPUR | VIJAYAPUR | TIKOTA | BIJJARAGI
854 | VIJAYAPUR_220KV | TIKOTA_110KV | 182469054N | BIJJARAGI_33KV | BANK-1 | F09 | N | F09-BABANAGAR LINK LINE | AGRICULTURE | VIJAYAPUR | VIJAYAPUR | BELAGAVI | VIJAYAPUR | VIJAYAPUR | TIKOTA | BIJJARAGI
856 | VIJAYAPUR_220KV | TIKOTA_110KV | 182469054K | BIJJARAGI_33KV | BANK-3 | F11 | K | F11-KOTTALAGI LINK LINE IP | AGRICULTURE | VIJAYAPUR | VIJAYAPUR | BELAGAVI | VIJAYAPUR | VIJAYAPUR | TIKOTA | BIJJARAGI
857 | VIJAYAPUR_220KV | TIKOTA_110KV | 182480054M | BIJJARAGI_33KV | BANK-3 | F13 | M | F13-GONASAGI LINK LINE IP +KERI IP | AGRICULTURE+AGRICULTURE | VIJAYAPUR | VIJAYAPUR | BELAGAVI | VIJAYAPUR | VIJAYAPUR | TIKOTA | BIJJARAGI
858 | VIJAYAPUR_220KV | TIKOTA_110KV | 182480054L | BIJJARAGI_33KV | BANK-3 | F12 | L | F12-ALAGINAL LINK LINE IP | AGRICULTURE | VIJAYAPUR | VIJAYAPUR | BELAGAVI | VIJAYAPUR | VIJAYAPUR | TIKOTA | BIJJARAGI
859 | VAJRAMATTI_220KV | TOLAMATTI_110KV | 111910055A | BILAGI_110KV | BANK-1 | F01 | A | F01-KANDAGALL | AGRICULTURE | BAGALKOT | BILAGI | BELAGAVI | BAGALKOT | MUDHOL | BILAGI | ANAGAWADI
860 | VAJRAMATTI_220KV | TOLAMATTI_110KV | 111910055B | BILAGI_110KV | BANK-3 | F02 | B | F02-BILAGI | URBAN NDHQ | BAGALKOT | BILAGI | BELAGAVI | BAGALKOT | MUDHOL | BILAGI | BILAGI
861 | VAJRAMATTI_220KV | TOLAMATTI_110KV | 111910055C | BILAGI_110KV | BANK-2 | F03 | C | F03-NAGARAL | AGRICULTURE | BAGALKOT | BILAGI | BELAGAVI | BAGALKOT | MUDHOL | BILAGI | BILAGI
862 | VAJRAMATTI_220KV | TOLAMATTI_110KV | 111910055D | BILAGI_110KV | BANK-3 | F04 | D | F04-R.C NJY | NJY | BAGALKOT | BILAGI | BELAGAVI | BAGALKOT | MUDHOL | BILAGI | BILAGI
863 | VAJRAMATTI_220KV | TOLAMATTI_110KV | 111910055E | BILAGI_110KV | BANK-2 | F05 | E | F05-KORTHI | AGRICULTURE | BAGALKOT | BILAGI | BELAGAVI | BAGALKOT | MUDHOL | BILAGI | BILAGI
864 | VAJRAMATTI_220KV | TOLAMATTI_110KV | 111910055F | BILAGI_110KV | BANK-2 | F06 | F | F06-SONNA | AGRICULTURE | BAGALKOT | BILAGI | BELAGAVI | BAGALKOT | MUDHOL | BILAGI | BILAGI
865 | VAJRAMATTI_220KV | TOLAMATTI_110KV | 111910055G | BILAGI_110KV | BANK-1 | F07 | G | F07-SUNAGA | AGRICULTURE | BAGALKOT | BILAGI | BELAGAVI | BAGALKOT | MUDHOL | BILAGI | ANAGAWADI
866 | VAJRAMATTI_220KV | TOLAMATTI_110KV | 111910055H | BILAGI_110KV | BANK-1 | F08 | H | F08-KONTIKAL | AGRICULTURE | BAGALKOT | BILAGI | BELAGAVI | BAGALKOT | MUDHOL | BILAGI | BILAGI
867 | VAJRAMATTI_220KV | TOLAMATTI_110KV | 111910055I | BILAGI_110KV | BANK-3 | F09 | I | F09-LIS AND SONNA NJY | NJY | BAGALKOT | BILAGI | BELAGAVI | BAGALKOT | MUDHOL | BILAGI | BILAGI
868 | VAJRAMATTI_220KV | TOLAMATTI_110KV | 111910055K | BILAGI_110KV | BANK-3 | F11 | K | F11-BAPUJI SCHOOL NJY | NJY | BAGALKOT | BILAGI | BELAGAVI | BAGALKOT | MUDHOL | BILAGI | BILAGI
873 | VAJRAMATTI_220KV | BILAGI_110KV | 111910056A | BISANAL_110KV | BANK-1 | F01 | A | F01-BADAGI (B) IP | AGRICULTURE | BAGALKOT | BILAGI | BELAGAVI | BAGALKOT | MUDHOL | BILAGI | GALAGALI
874 | VAJRAMATTI_220KV | BILAGI_110KV | 111910056B | BISANAL_110KV | BANK-1 | F04 | B | F04-BISNAL | AGRICULTURE | BAGALKOT | BILAGI | BELAGAVI | BAGALKOT | MUDHOL | BILAGI | GALAGALI
875 | VAJRAMATTI_220KV | BILAGI_110KV | 111910056C | BISANAL_110KV | BANK-2 | F07 | C | F07-TEGGI NJY | NJY | BAGALKOT | BILAGI | BELAGAVI | BAGALKOT | MUDHOL | BILAGI | GALAGALI
876 | VAJRAMATTI_220KV | BILAGI_110KV | 111910056N | BISANAL_110KV | BANK-1 | F03 | N | F03-BISANAL NJY | NJY | BAGALKOT | BILAGI | BELAGAVI | BAGALKOT | MUDHOL | BILAGI | GALAGALI
877 | VAJRAMATTI_220KV | BILAGI_110KV | 111910056E | BISANAL_110KV | BANK-1 | F05 | E | F05-GULABAL | AGRICULTURE | BAGALKOT | BILAGI | BELAGAVI | BAGALKOT | MUDHOL | BILAGI | GALAGALI
878 | VAJRAMATTI_220KV | BILAGI_110KV | 111910056F | BISANAL_110KV | BANK-1 | F06 | F | F06-BUDIHAL SG | AGRICULTURE | BAGALKOT | BILAGI | BELAGAVI | BAGALKOT | MUDHOL | BILAGI | GALAGALI
879 | VAJRAMATTI_220KV | BILAGI_110KV | 111910056L | BISANAL_110KV | BANK-2 | F08 | L | F08-DURGA | AGRICULTURE | BAGALKOT | BILAGI | BELAGAVI | BAGALKOT | MUDHOL | BILAGI | GALAGALI
880 | VAJRAMATTI_220KV | BILAGI_110KV | 111910056I | BISANAL_110KV | BANK-2 | F09 | I | F09-PAKEERESWAR | AGRICULTURE | BAGALKOT | BILAGI | BELAGAVI | BAGALKOT | MUDHOL | BILAGI | GALAGALI
881 | VAJRAMATTI_220KV | BILAGI_110KV | 111910056M | BISANAL_110KV | BANK-2 | F10 | M | F10-BAKKESWAR | AGRICULTURE | BAGALKOT | BILAGI | BELAGAVI | BAGALKOT | MUDHOL | BILAGI | GALAGALI
882 | VAJRAMATTI_220KV | BILAGI_110KV | 111910056K | BISANAL_110KV | BANK-2 | F11 | K | F11-SHIVAPUR | AGRICULTURE | BAGALKOT | BILAGI | BELAGAVI | BAGALKOT | MUDHOL | BILAGI | GALAGALI
883 | VAJRAMATTI_220KV | BILAGI_110KV | 111910056O | BISANAL_110KV | BANK-1 | F02 | O | F02-TEGGI | AGRICULTURE | BAGALKOT | BILAGI | BELAGAVI | BAGALKOT | MUDHOL | BILAGI | GALAGALI
887 | MUGALKHOD (KABBUR)_220KV | ITNAL_110KV | 132060465B | BOMMANAL(NIDAGUNDI)_110KV | BANK-1 | F02 | B | F02-HOLAKAR THOT IP | AGRICULTURE | BELAGAVI | RAIBAG | BELAGAVI | CHIKKODI | RAIBAG | RAIBAG | RAIBAG II
888 | MUGALKHOD (KABBUR)_220KV | ITNAL_110KV | 132060465C | BOMMANAL(NIDAGUNDI)_110KV | BANK-1 | F03 | C | F03-KITTUR THOT IP | AGRICULTURE | BELAGAVI | RAIBAG | BELAGAVI | CHIKKODI | RAIBAG | RAIBAG | RAIBAG II
889 | MUGALKHOD (KABBUR)_220KV | ITNAL_110KV | 132060465D | BOMMANAL(NIDAGUNDI)_110KV | BANK-1 | F04 | D | F04-PATIL THOT IP AND SANTAGOL THOT | AGRICULTURE+AGRICULTURE | BELAGAVI | RAIBAG | BELAGAVI | CHIKKODI | RAIBAG | RAIBAG | RAIBAG II
890 | MUGALKHOD (KABBUR)_220KV | ITNAL_110KV | 132060465E | BOMMANAL(NIDAGUNDI)_110KV | BANK-1 | F05 | E | F05-SAIFAN IP | AGRICULTURE | BELAGAVI | RAIBAG | BELAGAVI | CHIKKODI | RAIBAG | RAIBAG | RAIBAG II
891 | MUGALKHOD (KABBUR)_220KV | ITNAL_110KV | 132060465F | BOMMANAL(NIDAGUNDI)_110KV | BANK-1 | F06 | F | F06-DHARAMATTI THOT IP | AGRICULTURE | BELAGAVI | RAIBAG | BELAGAVI | CHIKKODI | RAIBAG | RAIBAG | RAIBAG II
893 | HAVERI_220KV | HANAGAL_110KV | 241233057A | BOMMNAHALLI_33KV | BANK-2 | F06 | A | F06-YALAVATTI | AGRICULTURE | HAVERI | HANGAL | HUBBALLI | HAVERI | HAVERI | HANGAL | BOMMANAHALLI
894 | HAVERI_220KV | HANAGAL_110KV | 241233057B | BOMMNAHALLI_33KV | BANK-2 | F10 | B | F10-HULLATTI | AGRICULTURE | HAVERI | HANGAL | HUBBALLI | HAVERI | HAVERI | HANGAL | BOMMANAHALLI
895 | HAVERI_220KV | HANAGAL_110KV | 241233057C | BOMMNAHALLI_33KV | BANK-1 | F03 | C | F03-BOMMNAHALLI NJY | NJY | HAVERI | HANGAL | HUBBALLI | HAVERI | HAVERI | HANGAL | BOMMANAHALLI
896 | HAVERI_220KV | HANAGAL_110KV | 241233057D | BOMMNAHALLI_33KV | BANK-2 | F07 | D | F07-YALIVAL | AGRICULTURE | HAVERI | HANGAL | HUBBALLI | HAVERI | HAVERI | HANGAL | BOMMANAHALLI
897 | HAVERI_220KV | HANAGAL_110KV | 241233057E | BOMMNAHALLI_33KV | BANK-1 | F01 | E | F01-YALLUR NJY | NJY | HAVERI | HANGAL | HUBBALLI | HAVERI | HAVERI | HANGAL | BOMMANAHALLI
898 | HAVERI_220KV | HANAGAL_110KV | 241273057I | BOMMNAHALLI_33KV | BANK-2 | F09 | I | F09-SHADAGARAVALLI IP | AGRICULTURE | HAVERI | HANGAL | HUBBALLI | HAVERI | HAVERI | SHIGGAON | BANKAPUR RURAL
899 | HAVERI_220KV | HANAGAL_110KV | 241233057J | BOMMNAHALLI_33KV | BANK-1 | F02 | J | F02-AREKOPPA | AGRICULTURE | HAVERI | HANGAL | HUBBALLI | HAVERI | HAVERI | HANGAL | BOMMANAHALLI
900 | HAVERI_220KV | HANAGAL_110KV | 241233057G | BOMMNAHALLI_33KV | BANK-1 | F05 | G | F05-NITAGINAKOPPA | AGRICULTURE | HAVERI | HANGAL | HUBBALLI | HAVERI | HAVERI | HANGAL | BOMMANAHALLI
901 | HAVERI_220KV | HANAGAL_110KV | 241233057K | BOMMNAHALLI_33KV | BANK-1 | F04 | K | F04-BADAMAGATTI | AGRICULTURE | HAVERI | HANGAL | HUBBALLI | HAVERI | HAVERI | HANGAL | BOMMANAHALLI
903 | CHIKKODI_220KV | CHIKKODI_220KV | 130770058A | BORGAON_110KV | BANK-1 | F01 | A | F01-GUMPA EXPRESS | INDUSTRIAL | BELAGAVI | CHIKKODI | BELAGAVI | CHIKKODI | CHIKKODI | SADALAGA | BORGAON
904 | CHIKKODI_220KV | CHIKKODI_220KV | 130770058B | BORGAON_110KV | BANK-1 | F02 | B | F02-PACHMAIL | AGRICULTURE | BELAGAVI | CHIKKODI | BELAGAVI | CHIKKODI | CHIKKODI | SADALAGA | BORGAON
905 | CHIKKODI_220KV | CHIKKODI_220KV | 130770058C | BORGAON_110KV | BANK-1 | F03 | C | F03-KASANAL | AGRICULTURE | BELAGAVI | CHIKKODI | BELAGAVI | CHIKKODI | CHIKKODI | SADALAGA | BORGAON
906 | CHIKKODI_220KV | CHIKKODI_220KV | 130770058D | BORGAON_110KV | BANK-1 | F04 | D | F04-DOODGANGA | AGRICULTURE | BELAGAVI | CHIKKODI | BELAGAVI | CHIKKODI | CHIKKODI | SADALAGA | BORGAON
907 | CHIKKODI_220KV | CHIKKODI_220KV | 130770058E | BORGAON_110KV | BANK-1 | F05 | E | F05-BORGAON NJY | NJY | BELAGAVI | CHIKKODI | BELAGAVI | CHIKKODI | CHIKKODI | SADALAGA | BORGAON
908 | CHIKKODI_220KV | CHIKKODI_220KV | 130770058F | BORGAON_110KV | BANK-1 | F06 | F | F06-GARMENT | INDUSTRIAL | BELAGAVI | CHIKKODI | BELAGAVI | CHIKKODI | CHIKKODI | SADALAGA | BORGAON
909 | CHIKKODI_220KV | CHIKKODI_220KV | 130770058G | BORGAON_110KV | BANK-2 | F07 | G | F07-KSSIDC | INDUSTRIAL | BELAGAVI | CHIKKODI | BELAGAVI | CHIKKODI | CHIKKODI | SADALAGA | BORGAON
910 | CHIKKODI_220KV | CHIKKODI_220KV | 130770058H | BORGAON_110KV | BANK-2 | F08 | H | F08-WADAGERI | AGRICULTURE | BELAGAVI | CHIKKODI | BELAGAVI | CHIKKODI | CHIKKODI | SADALAGA | BORGAON
911 | CHIKKODI_220KV | CHIKKODI_220KV | 130770058I | BORGAON_110KV | BANK-2 | F09 | I | F09-MANAKAPUR | AGRICULTURE | BELAGAVI | CHIKKODI | BELAGAVI | CHIKKODI | CHIKKODI | SADALAGA | BORGAON
912 | CHIKKODI_220KV | CHIKKODI_220KV | 130770058J | BORGAON_110KV | BANK-2 | F10 | J | F10-CHANDPEER NJY | NJY | BELAGAVI | CHIKKODI | BELAGAVI | CHIKKODI | CHIKKODI | SADALAGA | BORGAON
913 | CHIKKODI_220KV | CHIKKODI_220KV | 130770058K | BORGAON_110KV | BANK-2 | F11 | K | F11-SHIRADAWAD (Borgaonwadi) | AGRICULTURE | BELAGAVI | CHIKKODI | BELAGAVI | CHIKKODI | CHIKKODI | SADALAGA | BORGAON
914 | CHIKKODI_220KV | CHIKKODI_220KV | 130770058L | BORGAON_110KV | BANK-2 | F12 | L | F12-BHORGAONWADI (Janawad) | AGRICULTURE | BELAGAVI | CHIKKODI | BELAGAVI | CHIKKODI | CHIKKODI | SADALAGA | BORGAON
916 | CHIKKODI_220KV | CHIKKODI_220KV | 130770058N | BORGAON_110KV | BANK-3 | F14 | N | F14-JANAWAD | AGRICULTURE | BELAGAVI | CHIKKODI | BELAGAVI | CHIKKODI | CHIKKODI | SADALAGA | BORGAON
917 | CHIKKODI_220KV | CHIKKODI_220KV | 130770058M | BORGAON_110KV | BANK-3 | F15 | M | F15-DHONEWADI NJY | NJY | BELAGAVI | CHIKKODI | BELAGAVI | CHIKKODI | CHIKKODI | SADALAGA | BHOJ
919 | CHIKKODI_220KV | CHIKKODI_220KV | 130770058O | BORGAON_110KV | BANK-3 | F17 | O | F17-MALAKARSHIDD NJY | NJY | BELAGAVI | CHIKKODI | BELAGAVI | CHIKKODI | CHIKKODI | SADALAGA | BORGAON
923 | HAVERI_220KV | HAVERI_220KV | 242211059A | BYADAGI_110KV | BANK-1 | F13 | A | F13-CHATRA IP | AGRICULTURE | HAVERI | BYADAGI | HUBBALLI | HAVERI | RANEBENNUR | BYADAGI | MOTEBENNUR
924 | HAVERI_220KV | HAVERI_220KV | 242211059B | BYADAGI_110KV | BANK-1 | F01 | B | F01-KADARAMANDALAGI IP | AGRICULTURE | HAVERI | BYADAGI | HUBBALLI | HAVERI | RANEBENNUR | BYADAGI | BYADAGI
925 | HAVERI_220KV | HAVERI_220KV | 242211059C | BYADAGI_110KV | BANK-2 | F08 | C | F08-MALLUR IP | AGRICULTURE | HAVERI | BYADAGI | HUBBALLI | HAVERI | RANEBENNUR | BYADAGI | MOTEBENNUR
926 | HAVERI_220KV | HAVERI_220KV | 242211059D | BYADAGI_110KV | BANK-2 | F05 | D | F05-BANNIHATTI IP | AGRICULTURE | HAVERI | BYADAGI | HUBBALLI | HAVERI | RANEBENNUR | BYADAGI | MOTEBENNUR
927 | HAVERI_220KV | HAVERI_220KV | 242211059E | BYADAGI_110KV | BANK-2 | F04 | E | F04-MOTEBENNUR AND GUNDENAHALLI NJY | NJY | HAVERI | BYADAGI | HUBBALLI | HAVERI | RANEBENNUR | BYADAGI | MOTEBENNUR
928 | HAVERI_220KV | HAVERI_220KV | 242211059F | BYADAGI_110KV | BANK-1 | F06 | F | F06-BYADGI | URBAN NDHQ | HAVERI | BYADAGI | HUBBALLI | HAVERI | RANEBENNUR | BYADAGI | BYADAGI
929 | HAVERI_220KV | HAVERI_220KV | 242211059G | BYADAGI_110KV | BANK-2 | F07 | G | F07-MASANAGI IP | AGRICULTURE | HAVERI | BYADAGI | HUBBALLI | HAVERI | RANEBENNUR | BYADAGI | BYADAGI
930 | HAVERI_220KV | HAVERI_220KV | 242211059H | BYADAGI_110KV | BANK-1 | F03 | H | F03-GUNDENAHALLI IP | AGRICULTURE | HAVERI | BYADAGI | HUBBALLI | HAVERI | RANEBENNUR | BYADAGI | MOTEBENNUR
931 | HAVERI_220KV | HAVERI_220KV | 242211059I | BYADAGI_110KV | BANK-2 | F09 | I | F09-KHB | URBAN NDHQ | HAVERI | BYADAGI | HUBBALLI | HAVERI | RANEBENNUR | BYADAGI | BYADAGI
933 | HAVERI_220KV | HAVERI_220KV | 242211059K | BYADAGI_110KV | BANK-2 | F11 | K | F11-COLD STORAGE NJY | NJY | HAVERI | BYADAGI | HUBBALLI | HAVERI | RANEBENNUR | BYADAGI | MOTEBENNUR
934 | HAVERI_220KV | HAVERI_220KV | 242211059L | BYADAGI_110KV | BANK-1 | F12 | L | F12-ANJANEYA BADAVANE | URBAN NDHQ | HAVERI | BYADAGI | HUBBALLI | HAVERI | RANEBENNUR | BYADAGI | BYADAGI
935 | HAVERI_220KV | HAVERI_220KV | 242211059M | BYADAGI_110KV | BANK-2 | F02 | M | F02-TIMKAPURA NJY | NJY | HAVERI | BYADAGI | HUBBALLI | HAVERI | RANEBENNUR | BYADAGI | MOTEBENNUR
936 | HAVERI_220KV | HAVERI_220KV | 242211059N | BYADAGI_110KV | BANK-2 | F14 | N | F14-CHILLY EXPRESS | URBAN NDHQ | HAVERI | BYADAGI | HUBBALLI | HAVERI | RANEBENNUR | BYADAGI | BYADAGI
938 | INDI_220KV | INDI_220KV | 181612060D | CHADACHAN_110KV | BANK-1 | F02 | D | F02-KONKANAGAON IP | AGRICULTURE | VIJAYAPUR | INDI | BELAGAVI | VIJAYAPUR | INDI | CHADACHAN | CHADACHAN URBAN
939 | INDI_220KV | INDI_220KV | 181612060F | CHADACHAN_110KV | BANK-1 | F03 | F | F03-SHIRADON IP | AGRICULTURE | VIJAYAPUR | INDI | BELAGAVI | VIJAYAPUR | INDI | CHADACHAN | CHADACHAN URBAN
940 | INDI_220KV | INDI_220KV | 181612060Q | CHADACHAN_110KV | BANK-1 | F04 | Q | F04-HALALLI NJY | NJY | VIJAYAPUR | CHADACHAN | BELAGAVI | VIJAYAPUR | INDI | CHADACHAN | CHADACHAN URBAN
941 | INDI_220KV | INDI_220KV | 181612060E | CHADACHAN_110KV | BANK-1 | F05 | E | F05-CHADACHAN NJY | NJY | VIJAYAPUR | INDI | BELAGAVI | VIJAYAPUR | INDI | CHADACHAN | CHADACHAN URBAN
942 | INDI_220KV | INDI_220KV | 181612060R | CHADACHAN_110KV | BANK-1 | F06 | R | F06-HALALLI IP | AGRICULTURE | VIJAYAPUR | CHADACHAN | BELAGAVI | VIJAYAPUR | INDI | CHADACHAN | CHADACHAN URBAN
943 | INDI_220KV | INDI_220KV | 181612060G | CHADACHAN_110KV | BANK-2 | F07 | G | F07-UMARANI OLD | AGRICULTURE | VIJAYAPUR | INDI | BELAGAVI | VIJAYAPUR | INDI | CHADACHAN | CHADACHAN RURAL
944 | INDI_220KV | INDI_220KV | 181612060H | CHADACHAN_110KV | BANK-2 | F08 | H | F08-HATTALLI NJY | NJY | VIJAYAPUR | INDI | BELAGAVI | VIJAYAPUR | INDI | CHADACHAN | NIVARGI
945 | INDI_220KV | INDI_220KV | 181612060J | CHADACHAN_110KV | BANK-2 | F09 | J | F09-HAVINAL IP | AGRICULTURE | VIJAYAPUR | INDI | BELAGAVI | VIJAYAPUR | INDI | CHADACHAN | CHADACHAN RURAL
946 | INDI_220KV | INDI_220KV | 181612060I | CHADACHAN_110KV | BANK-2 | F10 | I | F10-HATTALLI IP | AGRICULTURE | VIJAYAPUR | INDI | BELAGAVI | VIJAYAPUR | INDI | CHADACHAN | CHADACHAN RURAL
947 | INDI_220KV | INDI_220KV | 181612060K | CHADACHAN_110KV | BANK-2 | F11 | K | F11-HEBBAL IP | AGRICULTURE | VIJAYAPUR | CHADACHAN | BELAGAVI | VIJAYAPUR | INDI | CHADACHAN | NIVARGI
948 | INDI_220KV | INDI_220KV | 181612060L | CHADACHAN_110KV | BANK-2 | F12 | L | F12-BARADOL | AGRICULTURE | VIJAYAPUR | INDI | BELAGAVI | VIJAYAPUR | INDI | CHADACHAN | CHADACHAN RURAL
949 | INDI_220KV | INDI_220KV | 181612060N | CHADACHAN_110KV | BANK-1 | F13 | N | F13-GODIHAL | AGRICULTURE | VIJAYAPUR | CHADACHAN | BELAGAVI | VIJAYAPUR | INDI | CHADACHAN | CHADACHAN RURAL
951 | INDI_220KV | INDI_220KV | 181612060P | CHADACHAN_110KV | BANK-3 | F16 | P | F16-DODDI IP | AGRICULTURE | VIJAYAPUR | CHADACHAN | BELAGAVI | VIJAYAPUR | INDI | CHADACHAN | CHADACHAN RURAL
952 | INDI_220KV | INDI_220KV | 181612060M | CHADACHAN_110KV | BANK-3 | F17 | M | F17-DEVAR NIMBARAGI NJY | NJY | VIJAYAPUR | INDI | BELAGAVI | VIJAYAPUR | INDI | CHADACHAN | CHADACHAN RURAL
953 | INDI_220KV | INDI_220KV | 181612060C | CHADACHAN_110KV | BANK-3 | F18 | C | F18-DEVAR NIMBARAGI IP | AGRICULTURE | VIJAYAPUR | INDI | BELAGAVI | VIJAYAPUR | INDI | CHADACHAN | CHADACHAN RURAL
954 | INDI_220KV | INDI_220KV | 181612060A | CHADACHAN_110KV | BANK-3 | F19 | A | F19-BALABHIMA | AGRICULTURE | VIJAYAPUR | CHADACHAN | BELAGAVI | VIJAYAPUR | INDI | CHADACHAN | CHADACHAN RURAL
955 | INDI_220KV | INDI_220KV | 181612060B | CHADACHAN_110KV | BANK-3 | F20 | B | F20-VITAL NAGAR | AGRICULTURE | VIJAYAPUR | INDI | BELAGAVI | VIJAYAPUR | INDI | CHADACHAN | CHADACHAN RURAL
957 | INDI_220KV | INDI_220KV | 181612060T | CHADACHAN_110KV | BANK-2 | F21 | T | F21-SANGAMESHWAR NJY | NJY | VIJAYAPUR | CHADACHAN | BELAGAVI | VIJAYAPUR | INDI | CHADACHAN | CHADACHAN URBAN
962 | RANEBENNUR_220KV | AREMALLAPURA_110KV | 242263061A | CHALAGERI_33KV | BANK-1 | F09 | A | F09-KARUR NJY | NJY | HAVERI | RANEBENNUR | HUBBALLI | HAVERI | RANEBENNUR | RANEBENNUR-2 | CHALAGERI
963 | RANEBENNUR_220KV | AREMALLAPURA_110KV | 242263061B | CHALAGERI_33KV | BANK-1 | F02 | B | F02-KARUR | AGRICULTURE | HAVERI | RANEBENNUR | HUBBALLI | HAVERI | RANEBENNUR | RANEBENNUR-2 | CHALAGERI
964 | RANEBENNUR_220KV | AREMALLAPURA_110KV | 242263061C | CHALAGERI_33KV | BANK-1 | F08 | C | F08-CHALAGERE NJY | NJY | HAVERI | RANEBENNUR | HUBBALLI | HAVERI | RANEBENNUR | RANEBENNUR-2 | CHALAGERI
965 | RANEBENNUR_220KV | AREMALLAPURA_110KV | 242263061H | CHALAGERI_33KV | BANK-2 | F04 | H | F04-DODDAMARADI | AGRICULTURE | HAVERI | RANEBENNUR | HUBBALLI | HAVERI | RANEBENNUR | RANEBENNUR-2 | CHALAGERI
966 | RANEBENNUR_220KV | AREMALLAPURA_110KV | 242263061D | CHALAGERI_33KV | BANK-1 | F03 | D | F03-YENNIHOSALLI | AGRICULTURE | HAVERI | RANEBENNUR | HUBBALLI | HAVERI | RANEBENNUR | RANEBENNUR-2 | CHALAGERI
967 | RANEBENNUR_220KV | AREMALLAPURA_110KV | 242263061E | CHALAGERI_33KV | BANK-2 | F07 | E | F07-KAMADODA | AGRICULTURE | HAVERI | RANEBENNUR | HUBBALLI | HAVERI | RANEBENNUR | RANEBENNUR-2 | ITAGI
968 | RANEBENNUR_220KV | AREMALLAPURA_110KV | 242263061F | CHALAGERI_33KV | BANK-1 | F06 | F | F06-KAMADOD NJY | NJY | HAVERI | RANEBENNUR | HUBBALLI | HAVERI | RANEBENNUR | RANEBENNUR-2 | ITAGI
969 | RANEBENNUR_220KV | AREMALLAPURA_110KV | 242263061G | CHALAGERI_33KV | BANK-2 | F05 | G | F05-HUNASIKATTI | AGRICULTURE | HAVERI | RANEBENNUR | HUBBALLI | HAVERI | RANEBENNUR | RANEBENNUR-2 | CHALAGERI
970 | RANEBENNUR_220KV | AREMALLAPURA_110KV | 242263061I | CHALAGERI_33KV | BANK-1 | F01 | I | F01-SHAKTIDHAMA NJY | NJY | HAVERI | RANEBENNUR | HUBBALLI | HAVERI | RANEBENNUR | RANEBENNUR-2 | CHALAGERI
972 | AHERI_220KV | AHERI_220KV | 181675062A | CHANDAKAVATE_110KV | BANK-3 | F15 | A | F15-SURAGIHALLI IP | AGRICULTURE | VIJAYAPUR | INDI | BELAGAVI | VIJAYAPUR | INDI | SINDAGI | SINDAGI
973 | AHERI_220KV | AHERI_220KV | 181675062C | CHANDAKAVATE_110KV | BANK-1 | F02 | C | F02-KALAHALLI | AGRICULTURE | VIJAYAPUR | SINDAGI | BELAGAVI | VIJAYAPUR | INDI | SINDAGI | ALMEL
974 | AHERI_220KV | AHERI_220KV | 181675062B | CHANDAKAVATE_110KV | BANK-3 | F17 | B | F17-BALAGANUR | AGRICULTURE | VIJAYAPUR | SINDAGI | BELAGAVI | VIJAYAPUR | INDI | SINDAGI | SINDAGI
975 | AHERI_220KV | AHERI_220KV | 181675062D | CHANDAKAVATE_110KV | BANK-1 | F04 | D | F04-CHANDAKVATE NJY | NJY | VIJAYAPUR | INDI | BELAGAVI | VIJAYAPUR | INDI | SINDAGI | SINDAGI RURAL
976 | AHERI_220KV | AHERI_220KV | 181675062E | CHANDAKAVATE_110KV | BANK-1 | F05 | E | F05-GANIHAR IP | AGRICULTURE | VIJAYAPUR | INDI | BELAGAVI | VIJAYAPUR | INDI | SINDAGI | ALMEL
977 | AHERI_220KV | AHERI_220KV | 181675062F | CHANDAKAVATE_110KV | BANK-1 | F06 | F | F06-HARANAL WATER SUPPLY | WATER SUPPLY | VIJAYAPUR | SINDAGI | BELAGAVI | VIJAYAPUR | INDI | DEVAR HIPPARAGI | DEVAR HIPPARAGI RURAL
978 | AHERI_220KV | AHERI_220KV | 181675062G | CHANDAKAVATE_110KV | BANK-2 | F07 | G | F07-CHANDAKAVATE IP | AGRICULTURE | VIJAYAPUR | SINDAGI | BELAGAVI | VIJAYAPUR | INDI | SINDAGI | SINDAGI RURAL
979 | AHERI_220KV | AHERI_220KV | 181675062H | CHANDAKAVATE_110KV | BANK-2 | F08 | H | F08-HIKKANGUTTI | AGRICULTURE | VIJAYAPUR | INDI | BELAGAVI | VIJAYAPUR | INDI | SINDAGI | ALMEL
980 | AHERI_220KV | AHERI_220KV | 181675062I | CHANDAKAVATE_110KV | BANK-2 | F09 | I | F09-HACHYAL IP | AGRICULTURE | VIJAYAPUR | INDI | BELAGAVI | VIJAYAPUR | INDI | DEVAR HIPPARAGI | DEVAR HIPPARAGI RURAL
981 | AHERI_220KV | AHERI_220KV | 181675062K | CHANDAKAVATE_110KV | BANK-2 | F10 | K | F10-VIDYAPETH IP | AGRICULTURE | VIJAYAPUR | INDI | BELAGAVI | VIJAYAPUR | INDI | INDI | TAMBA
982 | AHERI_220KV | AHERI_220KV | 181675062J | CHANDAKAVATE_110KV | BANK-2 | F11 | J | F11-SANGOGI IP | AGRICULTURE | VIJAYAPUR | SINDAGI | BELAGAVI | VIJAYAPUR | INDI | INDI | TAMBA
983 | AHERI_220KV | AHERI_220KV | 181675062L | CHANDAKAVATE_110KV | BANK-3 | F13 | L | F13-BHANTANAL IP | AGRICULTURE | VIJAYAPUR | SINDAGI | BELAGAVI | VIJAYAPUR | INDI | SINDAGI | SINDAGI RURAL
984 | AHERI_220KV | AHERI_220KV | 181675062M | CHANDAKAVATE_110KV | BANK-1 | F01 | M | F01-KADAMBA | AGRICULTURE | VIJAYAPUR | ALMEL | BELAGAVI | VIJAYAPUR | INDI | SINDAGI | ALMEL
985 | AHERI_220KV | AHERI_220KV | 181675062N | CHANDAKAVATE_110KV | BANK-1 | F03 | N | F03-PADAGATTI | AGRICULTURE | VIJAYAPUR | ALMEL | BELAGAVI | VIJAYAPUR | INDI | SINDAGI | ALMEL
986 | AHERI_220KV | AHERI_220KV | 181675062O | CHANDAKAVATE_110KV | BANK-2 | F12 | O | F12-MARDI SIDDA IP | AGRICULTURE | VIJAYAPUR | ALMEL | BELAGAVI | VIJAYAPUR | INDI | SINDAGI | ALMEL
987 | AHERI_220KV | AHERI_220KV | 181675062P | CHANDAKAVATE_110KV | BANK-3 | F14 | P | F14-GUGIHAL IP | AGRICULTURE | VIJAYAPUR | ALMEL | BELAGAVI | VIJAYAPUR | INDI | SINDAGI | ALMEL
988 | AHERI_220KV | AHERI_220KV | 181675062Q | CHANDAKAVATE_110KV | BANK-3 | F16 | Q | F16-KUMBAR VASTI IP | AGRICULTURE | VIJAYAPUR | ALMEL | BELAGAVI | VIJAYAPUR | INDI | SINDAGI | ALMEL
993 | HAVERI_220KV | KULENUR_110KV | 241233476B | CHIKKABASUR_110KV | BANK-1 | F02 | B | F02-ANI NJY | NJY | HAVERI | HANAGAL | HUBBALLI | HAVERI | HAVERI | HANGAL | TILAVALLI
994 | HAVERI_220KV | KULENUR_110KV | 241233476C | CHIKKABASUR_110KV | BANK-1 | F03 | C | F03-DOMMANAL | AGRICULTURE | HAVERI | HANAGAL | HUBBALLI | HAVERI | HAVERI | HANGAL | TILAVALLI
995 | HAVERI_220KV | KULENUR_110KV | 241233476D | CHIKKABASUR_110KV | BANK-1 | F04 | D | F04-MULTHALLI | AGRICULTURE | HAVERI | HANAGAL | HUBBALLI | HAVERI | HAVERI | HANGAL | TILAVALLI
996 | HAVERI_220KV | KULENUR_110KV | 242211476F | CHIKKABASUR_110KV | BANK-1 | F06 | F | F06-SIDDAPUR | AGRICULTURE | HAVERI | BYADAGI | HUBBALLI | HAVERI | RANEBENNUR | BYADAGI | KAGINELE
997 | HAVERI_220KV | KULENUR_110KV | 242211476G | CHIKKABASUR_110KV | BANK-2 | F07 | G | F07-HIREHALLI | AGRICULTURE | HAVERI | HANAGAL | HUBBALLI | HAVERI | RANEBENNUR | BYADAGI | KAGINELE
998 | HAVERI_220KV | KULENUR_110KV | 242211476H | CHIKKABASUR_110KV | BANK-2 | F08 | H | F08-BADAMALLI TANDA | AGRICULTURE | HAVERI | BYADAGI | HUBBALLI | HAVERI | RANEBENNUR | BYADAGI | KAGINELE
999 | HAVERI_220KV | KULENUR_110KV | 242211476I | CHIKKABASUR_110KV | BANK-2 | F09 | I | F09-KODIKOPPA NJY | NJY | HAVERI | BYADAGI | HUBBALLI | HAVERI | RANEBENNUR | BYADAGI | KAGINELE
1000 | HAVERI_220KV | KULENUR_110KV | 242211476J | CHIKKABASUR_110KV | BANK-2 | F11 | J | F11-CHIKKABASUR | AGRICULTURE | HAVERI | BYADAGI | HUBBALLI | HAVERI | RANEBENNUR | BYADAGI | KAGINELE
1001 | HAVERI_220KV | KULENUR_110KV | 242211476K | CHIKKABASUR_110KV | BANK-2 | F10 | K | F10-CHIKKALLI | AGRICULTURE | HAVERI | BYADAGI | HUBBALLI | HAVERI | RANEBENNUR | BYADAGI | KAGINELE
1002 | HAVERI_220KV | KULENUR_110KV | 241233476L | CHIKKABASUR_110KV | BANK-2 | F12 | L | F12-KELAVARAKOPPA | AGRICULTURE | HAVERI | HANAGAL | HUBBALLI | HAVERI | HAVERI | HANGAL | TILAVALLI
1005 | RANEBENNUR_220KV | HIREKERUR_110KV | 242236063A | CHIKKERUR_33KV | BANK-2 | F04 | A | F04-JAVALLI | AGRICULTURE | HAVERI | HIREKERUR | HUBBALLI | HAVERI | RANEBENNUR | HIREKERUR | HAUNSBHAVI
1006 | RANEBENNUR_220KV | HIREKERUR_110KV | 242236063B | CHIKKERUR_33KV | BANK-1 | F02 | B | F02-YAMMIGANUR | AGRICULTURE | HAVERI | HIREKERUR | HUBBALLI | HAVERI | RANEBENNUR | HIREKERUR | HAUNSBHAVI
1007 | RANEBENNUR_220KV | HIREKERUR_110KV | 242236063C | CHIKKERUR_33KV | BANK-2 | F03 | C | F03-CHIKKERUR NJY | NJY | HAVERI | HIREKERUR | HUBBALLI | HAVERI | RANEBENNUR | HIREKERUR | HAUNSBHAVI
1008 | RANEBENNUR_220KV | HIREKERUR_110KV | 242236063G | CHIKKERUR_33KV | BANK-2 | F01 | G | F01-APINAKOPPA | AGRICULTURE | HAVERI | HIREKERUR | HUBBALLI | HAVERI | RANEBENNUR | HIREKERUR | HAUNSBHAVI
1009 | RANEBENNUR_220KV | HIREKERUR_110KV | 242236063E | CHIKKERUR_33KV | BANK-1 | F05 | E | F05-BETEKERUR | AGRICULTURE | HAVERI | HIREKERUR | HUBBALLI | HAVERI | RANEBENNUR | HIREKERUR | HAUNSBHAVI
1010 | RANEBENNUR_220KV | HIREKERUR_110KV | 242236063F | CHIKKERUR_33KV | BANK-1 | F06 | F | F06-YAMMIGANUR NJY | NJY | HAVERI | HIREKERUR | HUBBALLI | HAVERI | RANEBENNUR | HIREKERUR | HAUNSBHAVI
1012 | CHIKKODI_220KV | CHIKKODI_220KV | 130713064A | CHIKKODI_110KV | BANK-2 | F01 | A | F01-SANKESHWAR CROSS | AGRICULTURE | BELAGAVI | CHIKKODI | BELAGAVI | CHIKKODI | CHIKKODI | CHIKKODI | KAROSHI
1013 | CHIKKODI_220KV | CHIKKODI_220KV | 130713064B | CHIKKODI_110KV | BANK-2 | F02 | B | F02-BASTI | AGRICULTURE | BELAGAVI | CHIKKODI | BELAGAVI | CHIKKODI | CHIKKODI | CHIKKODI | CHIKODI RURAL
1015 | CHIKKODI_220KV | CHIKKODI_220KV | 130713064D | CHIKKODI_110KV | BANK-2 | F04 | D | F04-MATHAD | AGRICULTURE | BELAGAVI | CHIKKODI | BELAGAVI | CHIKKODI | CHIKKODI | CHIKKODI | CHIKODI RURAL
1016 | CHIKKODI_220KV | CHIKKODI_220KV | 130713064E | CHIKKODI_110KV | BANK-2 | F05 | E | F05-BASAVA CIRCLE | URBAN NDHQ | BELAGAVI | CHIKKODI | BELAGAVI | CHIKKODI | CHIKKODI | CHIKKODI | CHIKODI URBAN
1017 | CHIKKODI_220KV | CHIKKODI_220KV | 130713064F | CHIKKODI_110KV | BANK-1 | F06 | F | F06-HIREKODI | AGRICULTURE | BELAGAVI | CHIKKODI | BELAGAVI | CHIKKODI | CHIKKODI | CHIKKODI | CHIKODI RURAL
1018 | CHIKKODI_220KV | CHIKKODI_220KV | 130713064G | CHIKKODI_110KV | BANK-1 | F07 | G | F07-KOTHLI | AGRICULTURE | BELAGAVI | CHIKKODI | BELAGAVI | CHIKKODI | CHIKKODI | CHIKKODI | CHIKODI RURAL
1019 | CHIKKODI_220KV | CHIKKODI_220KV | 130713064H | CHIKKODI_110KV | BANK-1 | F08 | H | F08-MAJALATTI | INDUSTRIAL | BELAGAVI | CHIKKODI | BELAGAVI | CHIKKODI | CHIKKODI | CHIKKODI | KAROSHI
1020 | CHIKKODI_220KV | CHIKKODI_220KV | 130713064I | CHIKKODI_110KV | BANK-1 | F09 | I | F09-K C ROAD | URBAN NDHQ | BELAGAVI | CHIKKODI | BELAGAVI | CHIKKODI | CHIKKODI | CHIKKODI | CHIKODI URBAN
1021 | CHIKKODI_220KV | CHIKKODI_220KV | 130713064J | CHIKKODI_110KV | BANK-1 | F10 | J | F10-HANDYANAWADI | AGRICULTURE | BELAGAVI | CHIKKODI | BELAGAVI | CHIKKODI | CHIKKODI | CHIKKODI | CHIKODI RURAL
1022 | CHIKKODI_220KV | CHIKKODI_220KV | 130713064K | CHIKKODI_110KV | BANK-1 | F11 | K | F11-KOTHALI NJY | NJY | BELAGAVI | CHIKKODI | BELAGAVI | CHIKKODI | CHIKKODI | CHIKKODI | CHIKODI RURAL
1023 | CHIKKODI_220KV | CHIKKODI_220KV | 130713064L | CHIKKODI_110KV | BANK-2 | F12 | L | F12-JAINAPUR | AGRICULTURE | BELAGAVI | CHIKKODI | BELAGAVI | CHIKKODI | CHIKKODI | CHIKKODI | KAROSHI
1025 | CHIKKODI_220KV | CHIKKODI_220KV | 130713385A | CHIKKODI_220KV | BANK-1 | F01 | A | F01-CHIKODI JACKWEL | WATER SUPPLY | BELAGAVI | CHIKKODI | BELAGAVI | CHIKKODI | CHIKKODI | CHIKKODI | CHIKODI RURAL
1026 | CHIKKODI_220KV | CHIKKODI_220KV | 130713385B | CHIKKODI_220KV | BANK-1 | F02 | B | F02-BANANTIKODI | AGRICULTURE | BELAGAVI | CHIKKODI | BELAGAVI | CHIKKODI | CHIKKODI | CHIKKODI | ANKALI
1027 | CHIKKODI_220KV | CHIKKODI_220KV | 130713385C | CHIKKODI_220KV | BANK-1 | F03 | C | F03-MIRJEKODI | AGRICULTURE | BELAGAVI | CHIKKODI | BELAGAVI | CHIKKODI | CHIKKODI | CHIKKODI | CHIKODI RURAL
1028 | CHIKKODI_220KV | CHIKKODI_220KV | 130713385D | CHIKKODI_220KV | BANK-1 | F04 | D | F04-BANASHANKARI | URBAN NDHQ | BELAGAVI | CHIKKODI | BELAGAVI | CHIKKODI | CHIKKODI | CHIKKODI | CHIKODI URBAN
1031 | CHIKKODI_220KV | CHIKKODI_220KV | 130713385F | CHIKKODI_220KV | BANK-1 | F06 | F | F06-ANKALI KOOT+HIREKODI NJY | URBAN NDHQ+NJY | BELAGAVI | CHIKKODI | BELAGAVI | CHIKKODI | CHIKKODI | CHIKKODI | CHIKODI URBAN & RURAL
1032 | MAHALINGAPUR_220KV | TERADAL_110KV | 111759452E | CHIMMAD(YARAGATTI)_110KV | BANK-1 | F05 | E | F05-HOSUR HUGAR | AGRICULTURE | BAGALKOT | JAMAKHANDI | BELAGAVI | BAGALKOT | JAMAKHANDI | RABAKAVI | RABAKAVI RURAL
1033 | MAHALINGAPUR_220KV | TERADAL_110KV | 111759452C | CHIMMAD(YARAGATTI)_110KV | BANK-1 | F04 | C | F04-CHIMMAD VILLAGE NJY | NJY | BAGALKOT | JAMAKHANDI | BELAGAVI | BAGALKOT | JAMAKHANDI | RABAKAVI | RABAKAVI RURAL
1034 | MAHALINGAPUR_220KV | TERADAL_110KV | 111759452F | CHIMMAD(YARAGATTI)_110KV | BANK-1 | F06 | F | F06-YARAGATTI-HANAGANDI NJY | NJY | BAGALKOT | JAMAKHANDI | BELAGAVI | BAGALKOT | JAMAKHANDI | RABAKAVI | RABAKAVI RURAL
1035 | MAHALINGAPUR_220KV | TERADAL_110KV | 111759452G | CHIMMAD(YARAGATTI)_110KV | BANK-2 | F07 | G | F07-SATTIGER IP | AGRICULTURE | BAGALKOT | JAMAKHANDI | BELAGAVI | BAGALKOT | JAMAKHANDI | RABAKAVI | RABAKAVI RURAL
1036 | MAHALINGAPUR_220KV | TERADAL_110KV | 111759452H | CHIMMAD(YARAGATTI)_110KV | BANK-2 | F08 | H | F08-PRABHULINGESHWAR IP | AGRICULTURE | BAGALKOT | RABAKAVI-BANAHATTI | BELAGAVI | BAGALKOT | JAMAKHANDI | RABAKAVI | RABAKAVI RURAL
1037 | MAHALINGAPUR_220KV | TERADAL_110KV | 111759452I | CHIMMAD(YARAGATTI)_110KV | BANK-2 | F09 | I | F09-BASAVESHWAR IP | AGRICULTURE | BAGALKOT | RABAKAVI-BANAHATTI | BELAGAVI | BAGALKOT | JAMAKHANDI | RABAKAVI | RABAKAVI RURAL
1038 | MAHALINGAPUR_220KV | TERADAL_110KV | 111759452K | CHIMMAD(YARAGATTI)_110KV | BANK-2 | F11 | K | F11-GOPALI IP | AGRICULTURE | BAGALKOT | JAMAKHANDI | BELAGAVI | BAGALKOT | JAMAKHANDI | RABAKAVI | RABAKAVI RURAL
1039 | MAHALINGAPUR_220KV | TERADAL_110KV | 111759452L | CHIMMAD(YARAGATTI)_110KV | BANK-2 | F12 | L | F12-BIRAPPAN GUDI IP | AGRICULTURE | BAGALKOT | RABAKAVI-BANAHATTI | BELAGAVI | BAGALKOT | JAMAKHANDI | RABAKAVI | RABAKAVI RURAL
1040 | MAHALINGAPUR_220KV | TERADAL_110KV | 111759452M | CHIMMAD(YARAGATTI)_110KV | BANK-1 | F03 | M | F03-KAREMMA DEVI | AGRICULTURE | BAGALKOT | RABAKAVI-BANAHATTI | BELAGAVI | BAGALKOT | JAMAKHANDI | RABAKAVI | RABAKAVI RURAL
1041 | MAHALINGAPUR_220KV | TERADAL_110KV | 111759452N | CHIMMAD(YARAGATTI)_110KV | BANK-2 | F10 | N | F10-SARDAR VASTI | AGRICULTURE | BAGALKOT | RABAKAVI-BANAHATTI | BELAGAVI | BAGALKOT | JAMAKHANDI | RABAKAVI | RABAKAVI RURAL
1042 | MAHALINGAPUR_220KV | TERADAL_110KV | 111759452B | CHIMMAD(YARAGATTI)_110KV | BANK-1 | F02 | B | F02-DAVALESHWAR IP | AGRICULTURE | BAGALKOT | RABAKAVI-BANAHATTI | BELAGAVI | BAGALKOT | JAMAKHANDI | RABAKAVI | RABAKAVI RURAL
1043 | MAHALINGAPUR_220KV | TERADAL_110KV | 111759452A | CHIMMAD(YARAGATTI)_110KV | BANK-1 | F01 | A | F01-PUJARI IP | AGRICULTURE | BAGALKOT | RABAKAVI-BANAHATTI | BELAGAVI | BAGALKOT | JAMAKHANDI | RABAKAVI | RABAKAVI RURAL
1046 | KUDACHI_220KV | KUDACHI_110KV | 132060065A | CHINCHALI_33KV | BANK-2 | F01 | A | F01-RAIBAG ROAD | AGRICULTURE | BELAGAVI | RAIBAG | BELAGAVI | CHIKKODI | RAIBAG | KUDACHI | CHINCHALI
1047 | KUDACHI_220KV | KUDACHI_110KV | 132060065B | CHINCHALI_33KV | BANK-1 | F02 | B | F02-CHINCHALI AND BEKKERI NJY | NJY | BELAGAVI | RAIBAG | BELAGAVI | CHIKKODI | RAIBAG | KUDACHI/RAIBAG | CHINCHALI/RAIBAG II
1048 | KUDACHI_220KV | KUDACHI_110KV | 132060065C | CHINCHALI_33KV | BANK-2 | F03 | C | F03-NEW BEKKERI | AGRICULTURE | BELAGAVI | RAIBAG | BELAGAVI | CHIKKODI | RAIBAG | RAIBAG | RAIBAG II
1049 | KUDACHI_220KV | KUDACHI_110KV | 132060065D | CHINCHALI_33KV | BANK-1 | F04 | D | F04-UPPARKODI | AGRICULTURE | BELAGAVI | RAIBAG | BELAGAVI | CHIKKODI | RAIBAG | KUDACHI | CHINCHALI
1050 | KUDACHI_220KV | KUDACHI_110KV | 132060065E | CHINCHALI_33KV | BANK-2 | F05 | E | F05-BADAMKODI | AGRICULTURE | BELAGAVI | RAIBAG | BELAGAVI | CHIKKODI | RAIBAG | KUDACHI | CHINCHALI
1051 | KUDACHI_220KV | KUDACHI_110KV | 132060065F | CHINCHALI_33KV | BANK-2 | F06 | F | F06-OLD BEKKERI | AGRICULTURE | BELAGAVI | RAIBAG | BELAGAVI | CHIKKODI | RAIBAG | RAIBAG | RAIBAG II
1052 | KUDACHI_220KV | KUDACHI_110KV | 132060065G | CHINCHALI_33KV | BANK-3 | F07 | G | F07-NEW RIVERBED | AGRICULTURE | BELAGAVI | RAIBAG | BELAGAVI | CHIKKODI | RAIBAG | KUDACHI | CHINCHALI
1053 | KUDACHI_220KV | KUDACHI_110KV | 132060065H | CHINCHALI_33KV | BANK-3 | F08 | H | F08-GANIKODI | AGRICULTURE | BELAGAVI | RAIBAG | BELAGAVI | CHIKKODI | RAIBAG | KUDACHI | CHINCHALI
1054 | KUDACHI_220KV | KUDACHI_110KV | 132034065I | CHINCHALI_33KV | BANK-3 | F09 | I | F09-MORAB | AGRICULTURE | BELAGAVI | RAIBAG | BELAGAVI | CHIKKODI | RAIBAG | KUDACHI | CHINCHALI
1055 | KUDACHI_220KV | KUDACHI_110KV | 132060065J | CHINCHALI_33KV | BANK-1 | F10 | J | F10-KUDACHI ROAD | AGRICULTURE | BELAGAVI | RAIBAG | BELAGAVI | CHIKKODI | RAIBAG | KUDACHI | CHINCHALI
1056 | SAUNDATTI_220KV | SAUNDATTI_110KV | 120471066A | CHULKI_33KV | BANK-1 | F01 | A | F01-BANNIGUDDA NJY | NJY | BELAGAVI | SAUNDATTI | BELAGAVI | BELAGAVI | BAILHONGAL | SAUNDATTI | CHULAKI
1057 | SAUNDATTI_220KV | SAUNDATTI_110KV | 120471066B | CHULKI_33KV | BANK-1 | F02 | B | F02-CHULAKI IP | AGRICULTURE | BELAGAVI | SAUNDATTI | BELAGAVI | BELAGAVI | BAILHONGAL | SAUNDATTI | CHULAKI
1058 | SAUNDATTI_220KV | SAUNDATTI_110KV | 120471066C | CHULKI_33KV | BANK-1 | F03 | C | F03-SIRASANGI IP | AGRICULTURE | BELAGAVI | SAUNDATTI | BELAGAVI | BELAGAVI | BAILHONGAL | SAUNDATTI | CHULAKI
1059 | SAUNDATTI_220KV | SAUNDATTI_110KV | 120471066D | CHULKI_33KV | BANK-1 | F04 | D | F04-HULIKATTI IP | AGRICULTURE | BELAGAVI | SAUNDATTI | BELAGAVI | BELAGAVI | BAILHONGAL | SAUNDATTI | CHULAKI
1060 | SAUNDATTI_220KV | SAUNDATTI_110KV | 120471066E | CHULKI_33KV | BANK-2 | F05 | E | F05-DADERAKOPPA IP | AGRICULTURE | BELAGAVI | SAUNDATTI | BELAGAVI | BELAGAVI | BAILHONGAL | SAUNDATTI | CHULAKI
1061 | SAUNDATTI_220KV | SAUNDATTI_110KV | 120471066F | CHULKI_33KV | BANK-2 | F06 | F | F06-UGARGOL IP | AGRICULTURE | BELAGAVI | SAUNDATTI | BELAGAVI | BELAGAVI | BAILHONGAL | SAUNDATTI | CHULAKI
1062 | SAUNDATTI_220KV | SAUNDATTI_110KV | 120471066G | CHULKI_33KV | BANK-2 | F07 | G | F07-HARLAPUR NJY | NJY | BELAGAVI | SAUNDATTI | BELAGAVI | BELAGAVI | BAILHONGAL | SAUNDATTI | CHULAKI
1063 | SAUNDATTI_220KV | SAUNDATTI_110KV | 120471066H | CHULKI_33KV | BANK-2 | F08 | H | F08-HANCHINAL NJY | NJY | BELAGAVI | SAUNDATTI | BELAGAVI | BELAGAVI | BAILHONGAL | SAUNDATTI | CHULAKI
1065 | SAUNDATTI_220KV | KATAKOL_110KV | 122161067A | CHUNCHANUR_33KV | BANK-1 | F01 | A | F01-UJJAINKOPPA IP1 | AGRICULTURE | BELAGAVI | RAMDURG | BELAGAVI | BELAGAVI | RAMDURG | RAMDURG | KATAKOL
1066 | SAUNDATTI_220KV | KATAKOL_110KV | 122161067B | CHUNCHANUR_33KV | BANK-1 | F02 | B | F02-UJJAINKOPPA IP2 | AGRICULTURE | BELAGAVI | RAMDURG | BELAGAVI | BELAGAVI | RAMDURG | RAMDURG | KATAKOL
1067 | SAUNDATTI_220KV | KATAKOL_110KV | 122161067C | CHUNCHANUR_33KV | BANK-1 | F03 | C | F03-PADAMANDI IP | AGRICULTURE | BELAGAVI | RAMDURG | BELAGAVI | BELAGAVI | RAMDURG | RAMDURG | KATAKOL
1068 | SAUNDATTI_220KV | KATAKOL_110KV | 122161067D | CHUNCHANUR_33KV | BANK-2 | F04 | D | F04-CHUNCHANUR IP1 | AGRICULTURE | BELAGAVI | RAMDURG | BELAGAVI | BELAGAVI | RAMDURG | RAMDURG | KATAKOL
1069 | SAUNDATTI_220KV | KATAKOL_110KV | 122161067E | CHUNCHANUR_33KV | BANK-2 | F05 | E | F05-TORANGATTI NJY | NJY | BELAGAVI | RAMDURG | BELAGAVI | BELAGAVI | RAMDURG | RAMDURG | KATAKOL
1070 | SAUNDATTI_220KV | KATAKOL_110KV | 122161067F | CHUNCHANUR_33KV | BANK-2 | F06 | F | F06-CHUNCHANUR IP2 | AGRICULTURE | BELAGAVI | RAMDURG | BELAGAVI | BELAGAVI | RAMDURG | RAMDURG | KATAKOL
1071 | SAUNDATTI_220KV | KATAKOL_110KV | 122161067G | CHUNCHANUR_33KV | BANK-3 | F07 | G | F07-KUMBARMADDI | AGRICULTURE | BELAGAVI | RAMDURG | BELAGAVI | BELAGAVI | RAMDURG | RAMDURG | KATAKOL
1072 | SAUNDATTI_220KV | KATAKOL_110KV | 122161067H | CHUNCHANUR_33KV | BANK-3 | F08 | H | F08-TEGGIHALMADDI | AGRICULTURE | BELAGAVI | RAMDURG | BELAGAVI | BELAGAVI | RAMDURG | RAMDURG | KATAKOL
1073 | SAUNDATTI_220KV | KATAKOL_110KV | 122161067I | CHUNCHANUR_33KV | BANK-3 | F09 | I | F09-CHUNCHANUR NJY | NJY | BELAGAVI | RAMDURG | BELAGAVI | BELAGAVI | RAMDURG | RAMDURG | KATAKOL
1074 | GADAG_220KV | GADAG_220KV | 251053070A | DAMBAL_110KV | BANK-1 | F01 | A | F01-DONI | AGRICULTURE | GADAG | MUNDARGI | HUBBALLI | GADAG | GADAG | MUNDARGI | DAMBAL
1075 | GADAG_220KV | GADAG_220KV | 251053070B | DAMBAL_110KV | BANK-1 | F02 | B | F02-HIREWADDATTI | AGRICULTURE | GADAG | MUNDARGI | HUBBALLI | GADAG | GADAG | MUNDARGI | DAMBAL
1076 | GADAG_220KV | GADAG_220KV | 251053070C | DAMBAL_110KV | BANK-1 | F03 | C | F03-DAMBAL | AGRICULTURE | GADAG | MUNDARGI | HUBBALLI | GADAG | GADAG | MUNDARGI | DAMBAL
1077 | GADAG_220KV | GADAG_220KV | 251053070D | DAMBAL_110KV | BANK-2 | F04 | D | F04-PETALUR | AGRICULTURE | GADAG | MUNDARGI | HUBBALLI | GADAG | GADAG | MUNDARGI | DAMBAL
1078 | GADAG_220KV | GADAG_220KV | 251053070E | DAMBAL_110KV | BANK-1 | F05 | E | F05-KADAMPUR | AGRICULTURE | GADAG | MUNDARGI | HUBBALLI | GADAG | GADAG | MUNDARGI | DAMBAL
1079 | GADAG_220KV | GADAG_220KV | 251053070F | DAMBAL_110KV | BANK-1 | F06 | F | F06-KADAMPUR NJY | NJY | GADAG | MUNDARGI | HUBBALLI | GADAG | GADAG | MUNDARGI | DAMBAL
1080 | GADAG_220KV | GADAG_220KV | 251053070G | DAMBAL_110KV | BANK-1 | F07 | G | F07-DONI NJY | NJY | GADAG | MUNDARGI | HUBBALLI | GADAG | GADAG | MUNDARGI | DAMBAL
1082 | GADAG_220KV | GADAG_220KV | 251053070H | DAMBAL_110KV | BANK-2 | F08 | H | F08-SHIVAJI NAGAR RWSS | WATER SUPPLY | GADAG | MUNDARGI | HUBBALLI | GADAG | GADAG | MUNDARGI | DAMBAL
1083 | GADAG_220KV | GADAG_220KV | 251053070J | DAMBAL_110KV | BANK-2 | F10 | J | F10-HAROGERI NJY | NJY | GADAG | MUNDARGI | HUBBALLI | GADAG | GADAG | MUNDARGI | DAMBAL
1084 | GADAG_220KV | GADAG_220KV | 251053070K | DAMBAL_110KV | BANK-2 | F11 | K | F11-JANTLI SHIRUR IP | AGRICULTURE | GADAG | MUNDARGI | HUBBALLI | GADAG | GADAG | MUNDARGI | DAMBAL
1085 | GADAG_220KV | GADAG_220KV | 251053070Q | DAMBAL_110KV | BANK-2 | F12 | Q | F12-ATTIKATTI IP | AGRICULTURE | GADAG | MUNDARGI | HUBBALLI | GADAG | GADAG | MUNDARGI | DAMBAL
1086 | GADAG_220KV | GADAG_220KV | 251053070M | DAMBAL_110KV | BANK-2 | F13 | M | F13-DAMBAL NJY | NJY | GADAG | MUNDARGI | HUBBALLI | GADAG | GADAG | MUNDARGI | DAMBAL
1087 | GADAG_220KV | GADAG_220KV | 251053070N | DAMBAL_110KV | BANK-2 | F14 | N | F14-HALLIKERI NJY | NJY | GADAG | MUNDARGI | HUBBALLI | GADAG | GADAG | MUNDARGI | DAMBAL
1088 | GADAG_220KV | GADAG_220KV | 251053070O | DAMBAL_110KV | BANK-3 | F15 | O | F15-NARAYANPUR MI | LIFT IRRIGATION | GADAG | MUNDARGI | HUBBALLI | GADAG | GADAG | MUNDARGI | DAMBAL
1089 | GADAG_220KV | GADAG_220KV | 251053070P | DAMBAL_110KV | BANK-3 | F16 | P | F16-VIRUPAPUR MI | LIFT IRRIGATION | GADAG | MUNDARGI | HUBBALLI | GADAG | GADAG | MUNDARGI | DAMBAL
1092 | GHATAPRABHA_220KV | GHATAPRABHA_110KV | 121129071A | DANDAPUR_33KV | BANK-1 | F01 | A | F01-RAJAPUR | AGRICULTURE | BELAGAVI | MUDALAGI | BELAGAVI | BELAGAVI | GHATAPRABHA | GHATAPRABHA | GHATAPRABHA-II
1093 | GHATAPRABHA_220KV | GHATAPRABHA_110KV | 121129071B | DANDAPUR_33KV | BANK-1 | F02 | B | F02-PAMALDINNI | AGRICULTURE | BELAGAVI | MUDALAGI | BELAGAVI | BELAGAVI | GHATAPRABHA | GHATAPRABHA | GHATAPRABHA-II
1094 | GHATAPRABHA_220KV | GHATAPRABHA_110KV | 121129071C | DANDAPUR_33KV | BANK-1 | F03 | C | F03-DURADUNDI NJY | NJY | BELAGAVI | MUDALAGI | BELAGAVI | BELAGAVI | GHATAPRABHA | GHATAPRABHA | GHATAPRABHA-II
1095 | GHATAPRABHA_220KV | GHATAPRABHA_110KV | 121129071D | DANDAPUR_33KV | BANK-2 | F04 | D | F04-DANDAPUR | AGRICULTURE | BELAGAVI | MUDALAGI | BELAGAVI | BELAGAVI | GHATAPRABHA | GHATAPRABHA | GHATAPRABHA-II
1096 | GHATAPRABHA_220KV | GHATAPRABHA_110KV | 121129071E | DANDAPUR_33KV | BANK-2 | F05 | E | F05-BADIGAWAD | AGRICULTURE | BELAGAVI | MUDALAGI | BELAGAVI | BELAGAVI | GHATAPRABHA | GHATAPRABHA | GHATAPRABHA-II
1097 | GHATAPRABHA_220KV | GHATAPRABHA_110KV | 121129071F | DANDAPUR_33KV | BANK-2 | F06 | F | F06-GANESHWADI | AGRICULTURE | BELAGAVI | MUDALAGI | BELAGAVI | BELAGAVI | GHATAPRABHA | GHATAPRABHA | GHATAPRABHA-II
1101 | SIRSI_220KV | SIRSI_110KV | 272376387A | DASANKOPPA_33KV | BANK-1 | F01 | A | F01-VADDALA | RURAL | UTTAR KANNADA | SIRSI | HUBBALLI | SIRSI | SIRSI | SIRSI | RURAL-1
1102 | SIRSI_220KV | SIRSI_110KV | 272376387G | DASANKOPPA_33KV | BANK-2 | F08 | G | F08-BADANAGODA | RURAL | UTTAR KANNADA | SIRSI | HUBBALLI | SIRSI | SIRSI | SIRSI | RURAL-1
1103 | SIRSI_220KV | SIRSI_110KV | 272376387B | DASANKOPPA_33KV | BANK-2 | F06 | B | F06-RAMAPUR | RURAL | UTTAR KANNADA | SIRSI | HUBBALLI | SIRSI | SIRSI | SIRSI | RURAL-1
1104 | SIRSI_220KV | SIRSI_110KV | 272376387C | DASANKOPPA_33KV | BANK-1 | F04 | C | F04-MALALAGAON | RURAL | UTTAR KANNADA | SIRSI | HUBBALLI | SIRSI | SIRSI | SIRSI | RURAL-1
1105 | SIRSI_220KV | SIRSI_110KV | 272376387D | DASANKOPPA_33KV | BANK-2 | F07 | D | F07-UMMADI | RURAL | UTTAR KANNADA | SIRSI | HUBBALLI | SIRSI | SIRSI | SIRSI | RURAL-1
1106 | SIRSI_220KV | SIRSI_110KV | 272376387E | DASANKOPPA_33KV | BANK-2 | F02 | E | F02-SANTOLLI | RURAL | UTTAR KANNADA | SIRSI | HUBBALLI | SIRSI | SIRSI | SIRSI | RURAL-1
1107 | SIRSI_220KV | SIRSI_110KV | 272376387F | DASANKOPPA_33KV | BANK-2 | F03 | F | F03-BORANAGUDDA | RURAL | UTTAR KANNADA | SIRSI | HUBBALLI | SIRSI | SIRSI | SIRSI | RURAL-1
1110 | MAHALINGAPUR_220KV | MAHALINGAPUR_220KV | 111750072A | DAWALESHWAR_110KV | BANK-1 | F01 | A | F01-NANDAGANV OLD | AGRICULTURE | BAGALKOT | MUDHOL | BELAGAVI | BAGALKOT | JAMAKHANDI | MAHALINGAPUR | MAHALINGAPUR RURAL
1111 | MAHALINGAPUR_220KV | MAHALINGAPUR_220KV | 111750072B | DAWALESHWAR_110KV | BANK-1 | F02 | B | F02-DAWALESHWAR VILLAGE | AGRICULTURE | BAGALKOT | MUDHOL | BELAGAVI | BAGALKOT | JAMAKHANDI | MAHALINGAPUR | MAHALINGAPUR RURAL
1112 | MAHALINGAPUR_220KV | MAHALINGAPUR_220KV | 111750072C | DAWALESHWAR_110KV | BANK-1 | F03 | C | F03-DAWALESHWAR NJY | NJY | BAGALKOT | MUDHOL | BELAGAVI | BAGALKOT | JAMAKHANDI | MAHALINGAPUR | MAHALINGAPUR RURAL
1113 | MAHALINGAPUR_220KV | MAHALINGAPUR_220KV | 111750072D | DAWALESHWAR_110KV | BANK-1 | F04 | D | F04-DAWALESHWAR RB | AGRICULTURE | BAGALKOT | MUDHOL | BELAGAVI | BAGALKOT | JAMAKHANDI | MAHALINGAPUR | MAHALINGAPUR RURAL
1114 | MAHALINGAPUR_220KV | MAHALINGAPUR_220KV | 111750072E | DAWALESHWAR_110KV | BANK-1 | F05 | E | F05-NANDAGANV NEW | AGRICULTURE | BAGALKOT | MUDHOL | BELAGAVI | BAGALKOT | JAMAKHANDI | MAHALINGAPUR | MAHALINGAPUR RURAL
1115 | MAHALINGAPUR_220KV | MAHALINGAPUR_220KV | 111750072O | DAWALESHWAR_110KV | BANK-1 | F06 | O | F06-LAXMI IP | AGRICULTURE | BAGALKOT | RABAKAVI-BANAHATTI | BELAGAVI | BAGALKOT | JAMAKHANDI | MAHALINGAPUR | MAHALINGAPUR RURAL
1116 | MAHALINGAPUR_220KV | MAHALINGAPUR_220KV | 111750072G | DAWALESHWAR_110KV | BANK-2 | F07 | G | F07-TALIKOTE | AGRICULTURE | BAGALKOT | MUDHOL | BELAGAVI | BAGALKOT | JAMAKHANDI | MAHALINGAPUR | MAHALINGAPUR RURAL
1117 | MAHALINGAPUR_220KV | MAHALINGAPUR_220KV | 111750072H | DAWALESHWAR_110KV | BANK-2 | F08 | H | F08-SANGANATTI NEW | AGRICULTURE | BAGALKOT | MUDHOL | BELAGAVI | BAGALKOT | JAMAKHANDI | MAHALINGAPUR | MAHALINGAPUR RURAL
1118 | MAHALINGAPUR_220KV | MAHALINGAPUR_220KV | 111750072I | DAWALESHWAR_110KV | BANK-2 | F09 | I | F09-DAWALESHWAR MADDI | AGRICULTURE | BAGALKOT | RABAKAVI-BANAHATTI | BELAGAVI | BAGALKOT | JAMAKHANDI | MAHALINGAPUR | MAHALINGAPUR RURAL
1119 | MAHALINGAPUR_220KV | MAHALINGAPUR_220KV | 111750072J | DAWALESHWAR_110KV | BANK-2 | F10 | J | F10-MAHALINGAPUR W/S | WATER SUPPLY | BAGALKOT | MUDHOL | BELAGAVI | BAGALKOT | JAMAKHANDI | MAHALINGAPUR | MAHALINGAPUR RURAL
1120 | MAHALINGAPUR_220KV | MAHALINGAPUR_220KV | 111750072N | DAWALESHWAR_110KV | BANK-2 | F11 | N | F11-SIDDARUDA IP | AGRICULTURE | BAGALKOT | RABAKAVI-BANAHATTI | BELAGAVI | BAGALKOT | JAMAKHANDI | MAHALINGAPUR | MAHALINGAPUR RURAL
1121 | MAHALINGAPUR_220KV | MAHALINGAPUR_220KV | 111750072L | DAWALESHWAR_110KV | BANK-2 | F12 | L | F12-SANGANATTI OLD | AGRICULTURE | BAGALKOT | MUDHOL | BELAGAVI | BAGALKOT | JAMAKHANDI | MAHALINGAPUR | MAHALINGAPUR RURAL
1122 | MAHALINGAPUR_220KV | MAHALINGAPUR_220KV | 111750072M | DAWALESHWAR_110KV | BANK-2 | F13 | M | F13-YEDAHALLI IP | AGRICULTURE | BAGALKOT | MUDHOL | BELAGAVI | BAGALKOT | JAMAKHANDI | MAHALINGAPUR | MAHALINGAPUR RURAL
1126 | AHERI_220KV | AHERI_220KV | 181675073L | DEVANAGOAN_110KV | BANK-1 | F01 | L | F01-NEW KUMASAGI | AGRICULTURE | VIJAYAPUR | SINDAGI | BELAGAVI | VIJAYAPUR | INDI | SINDAGI | DEVANAGAON
1127 | AHERI_220KV | AHERI_220KV | 181675073A | DEVANAGOAN_110KV | BANK-2 | F12 | A | F12-BYDAGIHAL | AGRICULTURE | VIJAYAPUR | SINDAGI | BELAGAVI | VIJAYAPUR | INDI | SINDAGI | DEVANAGAON
1128 | AHERI_220KV | AHERI_220KV | 181675073B | DEVANAGOAN_110KV | BANK-1 | F02 | B | F02-DEVANAGAON | AGRICULTURE | VIJAYAPUR | SINDAGI | BELAGAVI | VIJAYAPUR | INDI | SINDAGI | DEVANAGAON
1129 | AHERI_220KV | AHERI_220KV | 181675073N | DEVANAGOAN_110KV | BANK-1 | F05 | N | F05-GANGANALLI VASTI | AGRICULTURE | VIJAYAPUR | SINDAGI | BELAGAVI | VIJAYAPUR | INDI | SINDAGI | DEVANAGAON
1130 | AHERI_220KV | AHERI_220KV | 181675073C | DEVANAGOAN_110KV | BANK-1 | F06 | C | F06-DEVANGAON NJY | NJY | VIJAYAPUR | SINDAGI | BELAGAVI | VIJAYAPUR | INDI | SINDAGI | DEVANAGAON
1131 | AHERI_220KV | AHERI_220KV | 181675073O | DEVANAGOAN_110KV | BANK-1 | F03 | O | F03-DATTAPEETA IP | AGRICULTURE | VIJAYAPUR | ALMEL | BELAGAVI | VIJAYAPUR | INDI | SINDAGI | ALMEL
1132 | AHERI_220KV | AHERI_220KV | 181675073G | DEVANAGOAN_110KV | BANK-2 | F08 | G | F08-TAVARAKED | AGRICULTURE | VIJAYAPUR | SINDAGI | BELAGAVI | VIJAYAPUR | INDI | SINDAGI | DEVANAGAON
1133 | AHERI_220KV | AHERI_220KV | 181675073M | DEVANAGOAN_110KV | BANK-2 | F09 | M | F09-MADNALLI | AGRICULTURE | VIJAYAPUR | SINDAGI | BELAGAVI | VIJAYAPUR | INDI | SINDAGI | DEVANAGAON
1134 | AHERI_220KV | AHERI_220KV | 181675073D | DEVANAGOAN_110KV | BANK-1 | F04 | D | F04-SHAMBEWAD | AGRICULTURE | VIJAYAPUR | SINDAGI | BELAGAVI | VIJAYAPUR | INDI | SINDAGI | DEVANAGAON
1135 | AHERI_220KV | AHERI_220KV | 181675073E | DEVANAGOAN_110KV | BANK-2 | F07 | E | F07-KUMASAGI | AGRICULTURE | VIJAYAPUR | SINDAGI | BELAGAVI | VIJAYAPUR | INDI | SINDAGI | DEVANAGAON
1136 | AHERI_220KV | AHERI_220KV | 181675073F | DEVANAGOAN_110KV | BANK-2 | F11 | F | F11-BOMMANALLI | AGRICULTURE | VIJAYAPUR | SINDAGI | BELAGAVI | VIJAYAPUR | INDI | SINDAGI | DEVANAGAON
1137 | AHERI_220KV | AHERI_220KV | 181675073K | DEVANAGOAN_110KV | BANK-2 | F10 | K | F10-BYADIHAL NJY | NJY | VIJAYAPUR | SINDAGI | BELAGAVI | VIJAYAPUR | INDI | SINDAGI | DEVANAGAON
1141 | B.BAGEWADI_220KV | B.BAGEWADI_220KV | 182405379E | DEVARGENNUR_110KV | BANK-1 | F01 | E | F01-BABALADI IP | AGRICULTURE | VIJAYAPUR | VIJAYAPUR | BELAGAVI | VIJAYAPUR | VIJAYAPUR | BABALESHWAR | SO D.GENNUR
1142 | B.BAGEWADI_220KV | B.BAGEWADI_220KV | 182405379B | DEVARGENNUR_110KV | BANK-1 | F02 | B | F02-KENGALGUTTI IP NEW | AGRICULTURE | VIJAYAPUR | VIJAYAPUR | BELAGAVI | VIJAYAPUR | VIJAYAPUR | BABALESHWAR | MAMADAPUR
1143 | B.BAGEWADI_220KV | B.BAGEWADI_220KV | 182405379C | DEVARGENNUR_110KV | BANK-1 | F03 | C | F03-D.GENNUR RC | AGRICULTURE | VIJAYAPUR | VIJAYAPUR | BELAGAVI | VIJAYAPUR | VIJAYAPUR | BABALESHWAR | SO D.GENNUR
1144 | B.BAGEWADI_220KV | B.BAGEWADI_220KV | 182405379D | DEVARGENNUR_110KV | BANK-1 | F04 | D | F04-SUTAGUNDI RC | AGRICULTURE | VIJAYAPUR | VIJAYAPUR | BELAGAVI | VIJAYAPUR | VIJAYAPUR | BABALESHWAR | SO D.GENNUR
1145 | B.BAGEWADI_220KV | B.BAGEWADI_220KV | 182405379A | DEVARGENNUR_110KV | BANK-1 | F05 | A | F05-KENGALGUTTI NJY | NJY | VIJAYAPUR | VIJAYAPUR | BELAGAVI | VIJAYAPUR | VIJAYAPUR | BABALESHWAR | KAMBAGI
1146 | B.BAGEWADI_220KV | B.BAGEWADI_220KV | 182405379K | DEVARGENNUR_110KV | BANK-1 | F06 | K | F06-LINGDALLI R.C. IP | AGRICULTURE | VIJAYAPUR | BABALESHWAR | BELAGAVI | VIJAYAPUR | VIJAYAPUR | BABALESHWAR | SO D.GENNUR
1147 | B.BAGEWADI_220KV | B.BAGEWADI_220KV | 182405379G | DEVARGENNUR_110KV | BANK-2 | F07 | G | F07-DEVAPUR IP | AGRICULTURE | VIJAYAPUR | VIJAYAPUR | BELAGAVI | VIJAYAPUR | VIJAYAPUR | BABALESHWAR | SO D.GENNUR
1148 | B.BAGEWADI_220KV | B.BAGEWADI_220KV | 182405379H | DEVARGENNUR_110KV | BANK-2 | F08 | H | F08-DEVAPUR TANK IP | AGRICULTURE | VIJAYAPUR | VIJAYAPUR | BELAGAVI | VIJAYAPUR | VIJAYAPUR | BABALESHWAR | SO D.GENNUR
1149 | B.BAGEWADI_220KV | B.BAGEWADI_220KV | 182405379I | DEVARGENNUR_110KV | BANK-2 | F09 | I | F09-DURGA IP | AGRICULTURE | VIJAYAPUR | VIJAYAPUR | BELAGAVI | VIJAYAPUR | VIJAYAPUR | BABALESHWAR | MAMADAPUR
1150 | B.BAGEWADI_220KV | B.BAGEWADI_220KV | 182405379J | DEVARGENNUR_110KV | BANK-2 | F10 | J | F10-HANAMSAGAR IP | AGRICULTURE | VIJAYAPUR | VIJAYAPUR | BELAGAVI | VIJAYAPUR | VIJAYAPUR | BABALESHWAR | MAMADAPUR
1151 | B.BAGEWADI_220KV | B.BAGEWADI_220KV | 182405379F | DEVARGENNUR_110KV | BANK-2 | F11 | F | F11-GUNADAL NEW | AGRICULTURE | VIJAYAPUR | VIJAYAPUR | BELAGAVI | VIJAYAPUR | VIJAYAPUR | BABALESHWAR | MAMADAPUR
1152 | B.BAGEWADI_220KV | B.BAGEWADI_220KV | 182405379L | DEVARGENNUR_110KV | BANK-2 | F12 | L | F12-BIDARI RC | AGRICULTURE | VIJAYAPUR | BABALESHWAR | BELAGAVI | VIJAYAPUR | VIJAYAPUR | BABALESHWAR | KAMBAGI
1156 | B.BAGEWADI_220KV | MAMADAPUR(B.BAGEWADI)_110KV | 182405068B | DEVARGENNUR_33KV | BANK-1 | F02 | B | F02-JACKWELL (W/S) | WATER SUPPLY | VIJAYAPUR | VIJAYAPUR | BELAGAVI | VIJAYAPUR | VIJAYAPUR | BABALESHWAR | SO D.GENNUR
1157 | B.BAGEWADI_220KV | MAMADAPUR(B.BAGEWADI)_110KV | 182405068D | DEVARGENNUR_33KV | BANK-1 | F01 | D | F01-OLD DEVARGENNUR | AGRICULTURE | VIJAYAPUR | VIJAYAPUR | BELAGAVI | VIJAYAPUR | VIJAYAPUR | BABALESHWAR | SO D.GENNUR
1158 | B.BAGEWADI_220KV | MAMADAPUR(B.BAGEWADI)_110KV | 182405068E | DEVARGENNUR_33KV | BANK-2 | F04 | E | F04-JAINAPUR | AGRICULTURE | VIJAYAPUR | VIJAYAPUR | BELAGAVI | VIJAYAPUR | VIJAYAPUR | BABALESHWAR | SO D.GENNUR
1159 | B.BAGEWADI_220KV | MAMADAPUR(B.BAGEWADI)_110KV | 182405068F | DEVARGENNUR_33KV | BANK-2 | F06 | F | F06-LINGDALLI | AGRICULTURE | VIJAYAPUR | VIJAYAPUR | BELAGAVI | VIJAYAPUR | VIJAYAPUR | BABALESHWAR | SO D.GENNUR
1160 | B.BAGEWADI_220KV | MAMADAPUR(B.BAGEWADI)_110KV | 182405068G | DEVARGENNUR_33KV | BANK-2 | F07 | G | F07-DEVARGENNUR NJY | NJY | VIJAYAPUR | VIJAYAPUR | BELAGAVI | VIJAYAPUR | VIJAYAPUR | BABALESHWAR | KAMBAGI
1163 | B.BAGEWADI_220KV | B.BAGEWADI_220KV | 181627074A | DEVARHIPPRAGI_110KV | BANK-1 | F17 | A | F17-MANNUR | AGRICULTURE | VIJAYAPUR | DEVARHIPPARAGI | BELAGAVI | VIJAYAPUR | INDI | DEVAR HIPPARAGI | DEVAR HIPPARAGI RURAL
1164 | B.BAGEWADI_220KV | B.BAGEWADI_220KV | 181627074B | DEVARHIPPRAGI_110KV | BANK-1 | F03 | B | F03-KANNOLLI | AGRICULTURE | VIJAYAPUR | SINDAGI | BELAGAVI | VIJAYAPUR | INDI | DEVAR HIPPARAGI | DEVAR HIPPARAGI RURAL
1165 | B.BAGEWADI_220KV | B.BAGEWADI_220KV | 181627074C | DEVARHIPPRAGI_110KV | BANK-1 | F04 | C | F04-OTIHAL | AGRICULTURE | VIJAYAPUR | SINDAGI | BELAGAVI | VIJAYAPUR | INDI | DEVAR HIPPARAGI | DEVAR HIPPARAGI RURAL
1166 | B.BAGEWADI_220KV | B.BAGEWADI_220KV | 181627074D | DEVARHIPPRAGI_110KV | BANK-1 | F06 | D | F06-KANNOLLI NJY | NJY | VIJAYAPUR | SINDAGI | BELAGAVI | VIJAYAPUR | INDI | DEVAR HIPPARAGI | DEVAR HIPPARAGI RURAL
1167 | B.BAGEWADI_220KV | B.BAGEWADI_220KV | 181627074E | DEVARHIPPRAGI_110KV | BANK-1 | F16 | E | F16-DEVUR NJY | NJY | VIJAYAPUR | SINDAGI | BELAGAVI | VIJAYAPUR | INDI | DEVAR HIPPARAGI | DEVAR HIPPARAGI RURAL
1168 | B.BAGEWADI_220KV | B.BAGEWADI_220KV | 181627074F | DEVARHIPPRAGI_110KV | BANK-1 | F13 | F | F13-BOMMANAJOGI IP | AGRICULTURE | VIJAYAPUR | DEVARHIPPARAGI | BELAGAVI | VIJAYAPUR | INDI | DEVAR HIPPARAGI | DEVAR HIPPARAGI RURAL
1169 | B.BAGEWADI_220KV | B.BAGEWADI_220KV | 181627074G | DEVARHIPPRAGI_110KV | BANK-2 | F07 | G | F07-HARANAL IP | AGRICULTURE | VIJAYAPUR | SINDAGI | BELAGAVI | VIJAYAPUR | INDI | DEVAR HIPPARAGI | DEVAR HIPPARAGI RURAL
1170 | B.BAGEWADI_220KV | B.BAGEWADI_220KV | 181627074H | DEVARHIPPRAGI_110KV | BANK-2 | F09 | H | F09-INGALAGI | AGRICULTURE | VIJAYAPUR | SINDAGI | BELAGAVI | VIJAYAPUR | INDI | DEVAR HIPPARAGI | DEVAR HIPPARAGI RURAL
1171 | B.BAGEWADI_220KV | B.BAGEWADI_220KV | 181627074I | DEVARHIPPRAGI_110KV | BANK-2 | F11 | I | F11-INGALAGI NJY | NJY | VIJAYAPUR | DEVARHIPPARAGI | BELAGAVI | VIJAYAPUR | INDI | DEVAR HIPPARAGI | DEVAR HIPPARAGI RURAL
1172 | B.BAGEWADI_220KV | B.BAGEWADI_220KV | 181627074J | DEVARHIPPRAGI_110KV | BANK-2 | F10 | J | F10-DEVAR HIPPARAGI NJY | NJY | VIJAYAPUR | SINDAGI | BELAGAVI | VIJAYAPUR | INDI | DEVAR HIPPARAGI | DEVAR HIPPARAGI URBAN
1173 | B.BAGEWADI_220KV | B.BAGEWADI_220KV | 181627074K | DEVARHIPPRAGI_110KV | BANK-2 | F08 | K | F08-HARANAL IP-2 | AGRICULTURE | VIJAYAPUR | SINDAGI | BELAGAVI | VIJAYAPUR | INDI | DEVAR HIPPARAGI | DEVAR HIPPARAGI RURAL
1174 | B.BAGEWADI_220KV | B.BAGEWADI_220KV | 181627074L | DEVARHIPPRAGI_110KV | BANK-2 | F12 | L | F12-PADAGANUR IP | AGRICULTURE | VIJAYAPUR | SINDAGI | BELAGAVI | VIJAYAPUR | INDI | DEVAR HIPPARAGI | DEVAR HIPPARAGI RURAL
1175 | B.BAGEWADI_220KV | B.BAGEWADI_220KV | 181627074M | DEVARHIPPRAGI_110KV | BANK-3 | F14 | M | F14-JALAWAD | AGRICULTURE | VIJAYAPUR | DEVARHIPPARAGI | BELAGAVI | VIJAYAPUR | INDI | DEVAR HIPPARAGI | KORAWAR
1176 | B.BAGEWADI_220KV | B.BAGEWADI_220KV | 181627074N | DEVARHIPPRAGI_110KV | BANK-3 | F15 | N | F15-DEVARAHIPPARAGI | AGRICULTURE | VIJAYAPUR | DEVARHIPPARAGI | BELAGAVI | VIJAYAPUR | INDI | DEVAR HIPPARAGI | DEVAR HIPPARAGI RURAL
1177 | B.BAGEWADI_220KV | B.BAGEWADI_220KV | 181627074O | DEVARHIPPRAGI_110KV | BANK-1 | F01 | O | F01-VANALA VASTI | AGRICULTURE | VIJAYAPUR | DEVARHIPPARAGI | BELAGAVI | VIJAYAPUR | INDI | DEVAR HIPPARAGI | DEVAR HIPPARAGI RURAL
1178 | B.BAGEWADI_220KV | B.BAGEWADI_220KV | 181627074P | DEVARHIPPRAGI_110KV | BANK-1 | F05 | P | F05-BUDHIHAL | AGRICULTURE | VIJAYAPUR | DEVARHIPPARAGI | BELAGAVI | VIJAYAPUR | INDI | DEVAR HIPPARAGI | DEVAR HIPPARAGI RURAL
1179 | B.BAGEWADI_220KV | B.BAGEWADI_220KV | 181627074Q | DEVARHIPPRAGI_110KV | BANK-1 | F02 | Q | F02-KOKATANUR | AGRICULTURE | VIJAYAPUR | DEVARHIPPARAGI | BELAGAVI | VIJAYAPUR | INDI | DEVAR HIPPARAGI | DEVAR HIPPARAGI RURAL
1184 | B.BAGEWADI_220KV | MUDDEBIHAL_110KV | 180251075A | DHAWALAGI_33KV | BANK-2 | F04 | A | F04-RUDAGI | AGRICULTURE | VIJAYAPUR | MUDDEBIHAL | BELAGAVI | VIJAYAPUR | B.BAGEWADI | MUDDEBIHAL | MUDDEBIHAL RURAL
1185 | B.BAGEWADI_220KV | MUDDEBIHAL_110KV | 180277075B | DHAWALAGI_33KV | BANK-1 | F05 | B | F05-MADIKESHWAR IP | AGRICULTURE | VIJAYAPUR | MUDDEBIHAL | BELAGAVI | VIJAYAPUR | B.BAGEWADI | TALIKOTI | MADIKESHWAR
1186 | B.BAGEWADI_220KV | MUDDEBIHAL_110KV | 180277075C | DHAWALAGI_33KV | BANK-1 | F06 | C | F06-MADIKESHWAR NJY | NJY | VIJAYAPUR | MUDDEBIHAL | BELAGAVI | VIJAYAPUR | B.BAGEWADI | TALIKOTI | MADIKESHWAR
1187 | B.BAGEWADI_220KV | MUDDEBIHAL_110KV | 180251075E | DHAWALAGI_33KV | BANK-2 | F01 | E | F01-MUDUR WATER SUPPLY | WATER SUPPLY | VIJAYAPUR | MUDDEBIHAL | BELAGAVI | VIJAYAPUR | B.BAGEWADI | MUDDEBIHAL | MUDDEBIHAL RURAL
1188 | B.BAGEWADI_220KV | MUDDEBIHAL_110KV | 180251075F | DHAWALAGI_33KV | BANK-2 | F02 | F | F02-DHAVALAGI | AGRICULTURE | VIJAYAPUR | MUDDEBIHAL | BELAGAVI | VIJAYAPUR | B.BAGEWADI | MUDDEBIHAL | MUDDEBIHAL RURAL
1189 | B.BAGEWADI_220KV | MUDDEBIHAL_110KV | 180251075G | DHAWALAGI_33KV | BANK-1 | F03 | G | F03-HALLUR | AGRICULTURE | VIJAYAPUR | MUDDEBIHAL | BELAGAVI | VIJAYAPUR | B.BAGEWADI | MUDDEBIHAL | MUDDEBIHAL RURAL
1190 | B.BAGEWADI_220KV | MUDDEBIHAL_110KV | 180251075D | DHAWALAGI_33KV | BANK-2 | F08 | D | F08-RUDAGI NJY | NJY | VIJAYAPUR | MUDDEBIHAL | BELAGAVI | VIJAYAPUR | B.BAGEWADI | MUDDEBIHAL | MUDDEBIHAL RURAL
1191 | B.BAGEWADI_220KV | MUDDEBIHAL_110KV | 180251075H | DHAWALAGI_33KV | BANK-1 | F07 | H | F07-DHAVALAGI NJY | NJY | VIJAYAPUR | MUDDEBIHAL | BELAGAVI | VIJAYAPUR | B.BAGEWADI | MUDDEBIHAL | MADIKESHWAR
1194 | INDI_220KV | INDI_220KV | 181612434A | DHULAKHED_110KV | BANK-1 | F01 | A | F01-DHULAKHED | AGRICULTURE | VIJAYAPUR | CHADACHAN | BELAGAVI | VIJAYAPUR | INDI | CHADACHAN | DHULKHED
1195 | INDI_220KV | INDI_220KV | 181612434B | DHULAKHED_110KV | BANK-1 | F02 | B | F02-SHIRANAL | AGRICULTURE | VIJAYAPUR | CHADACHAN | BELAGAVI | VIJAYAPUR | INDI | CHADACHAN | DHULKHED
1196 | INDI_220KV | INDI_220KV | 181612434C | DHULAKHED_110KV | BANK-1 | F03 | C | F03-MARAGUR | AGRICULTURE | VIJAYAPUR | CHADACHAN | BELAGAVI | VIJAYAPUR | INDI | CHADACHAN | DHULKHED
1197 | INDI_220KV | INDI_220KV | 181612434D | DHULAKHED_110KV | BANK-1 | F04 | D | F04-MARAGUR LIS | LIFT IRRIGATION | VIJAYAPUR | CHADACHAN | BELAGAVI | VIJAYAPUR | INDI | CHADACHAN | DHULKHED
1200 | INDI_220KV | INDI_220KV | 181612434G | DHULAKHED_110KV | BANK-2 | F07 | G | F07-SIDDAPUR VASTI | AGRICULTURE | VIJAYAPUR | CHADACHAN | BELAGAVI | VIJAYAPUR | INDI | CHADACHAN | DHULKHED
1201 | INDI_220KV | INDI_220KV | 181612434H | DHULAKHED_110KV | BANK-2 | F08 | H | F08-ANACHI | AGRICULTURE | VIJAYAPUR | CHADACHAN | BELAGAVI | VIJAYAPUR | INDI | CHADACHAN | DHULKHED
1202 | INDI_220KV | INDI_220KV | 181612434I | DHULAKHED_110KV | BANK-2 | F09 | I | F09-CHANEGAON | AGRICULTURE | VIJAYAPUR | CHADACHAN | BELAGAVI | VIJAYAPUR | INDI | CHADACHAN | DHULKHED
1203 | INDI_220KV | INDI_220KV | 181612434J | DHULAKHED_110KV | BANK-2 | F10 | J | F10-INDI WATER SUPPLY | WATER SUPPLY | VIJAYAPUR | CHADACHAN | BELAGAVI | VIJAYAPUR | INDI | CHADACHAN | DHULKHED
1204 | INDI_220KV | INDI_220KV | 181612434K | DHULAKHED_110KV | BANK-2 | F11 | K | F11-DHULAKHED NJY | NJY | VIJAYAPUR | CHADACHAN | BELAGAVI | VIJAYAPUR | INDI | CHADACHAN | DHULKHED
1205 | INDI_220KV | INDI_220KV | 181612434L | DHULAKHED_110KV | BANK-2 | F12 | L | F12-BHIMASHANKAR NAGAR | AGRICULTURE | VIJAYAPUR | CHADACHAN | BELAGAVI | VIJAYAPUR | INDI | CHADACHAN | DHULKHED
1208 | KUDACHI_220KV | KUDACHI_220KV | 132060432A | DIGGEWADI(YADRAV)_110KV | BANK-1 | F01 | A | F01-PADALALE THOT | AGRICULTURE | BELAGAVI | RAIBAG | BELAGAVI | CHIKKODI | RAIBAG | RAIBAG | NANDIKURALI
1209 | KUDACHI_220KV | KUDACHI_220KV | 132060432B | DIGGEWADI(YADRAV)_110KV | BANK-1 | F02 | B | F02-DIGGEWADI IP | AGRICULTURE | BELAGAVI | RAIBAG | BELAGAVI | CHIKKODI | RAIBAG | RAIBAG | RAIBAG I
1210 | KUDACHI_220KV | KUDACHI_220KV | 132060432C | DIGGEWADI(YADRAV)_110KV | BANK-1 | F03 | C | F03-NAIK THOT(KHI) | AGRICULTURE | BELAGAVI | RAIBAG | BELAGAVI | CHIKKODI | RAIBAG | RAIBAG | RAIBAG I
1211 | KUDACHI_220KV | KUDACHI_220KV | 132060432D | DIGGEWADI(YADRAV)_110KV | BANK-1 | F04 | D | F04-TOLE THOT(KHI) | AGRICULTURE | BELAGAVI | RAIBAG | BELAGAVI | CHIKKODI | RAIBAG | RAIBAG | RAIBAG I
1212 | KUDACHI_220KV | KUDACHI_220KV | 132060432E | DIGGEWADI(YADRAV)_110KV | BANK-1 | F05 | E | F05-YADRAV (SHIVASHAKTI) NJY | NJY | BELAGAVI | RAIBAG | BELAGAVI | CHIKKODI | RAIBAG | RAIBAG | NANDIKURALI
1213 | KUDACHI_220KV | KUDACHI_220KV | 132060432F | DIGGEWADI(YADRAV)_110KV | BANK-1 | F06 | F | F06-YADRAV IP | AGRICULTURE | BELAGAVI | RAIBAG | BELAGAVI | CHIKKODI | RAIBAG | RAIBAG | NANDIKURALI
1215 | B.BAGEWADI_220KV | B.BAGEWADI_220KV | 180204479B | DINDAWAR_110KV | BANK-1 | F02 | B | F02-DINDAWAR NJY | NJY | VIJAYAPUR | B.BAGEWADI | BELAGAVI | VIJAYAPUR | B.BAGEWADI | B.BAGEWADI | INGALESHWAR
1216 | B.BAGEWADI_220KV | B.BAGEWADI_220KV | 180204479C | DINDAWAR_110KV | BANK-1 | F03 | C | F03-SATIHAL IP | AGRICULTURE | VIJAYAPUR | B.BAGEWADI | BELAGAVI | VIJAYAPUR | B.BAGEWADI | B.BAGEWADI | INGALESHWAR
1217 | B.BAGEWADI_220KV | B.BAGEWADI_220KV | 180204479D | DINDAWAR_110KV | BANK-1 | F04 | D | F04-UTNAL IP | AGRICULTURE | VIJAYAPUR | B.BAGEWADI | BELAGAVI | VIJAYAPUR | B.BAGEWADI | B.BAGEWADI | INGALESHWAR
1218 | B.BAGEWADI_220KV | B.BAGEWADI_220KV | 180204479E | DINDAWAR_110KV | BANK-1 | F05 | E | F05-DINDAWAR IP | AGRICULTURE | VIJAYAPUR | B.BAGEWADI | BELAGAVI | VIJAYAPUR | B.BAGEWADI | B.BAGEWADI | INGALESHWAR
1219 | B.BAGEWADI_220KV | B.BAGEWADI_220KV | 180204479F | DINDAWAR_110KV | BANK-1 | F06 | F | F06-YALAWAR IP | AGRICULTURE | VIJAYAPUR | B.BAGEWADI | BELAGAVI | VIJAYAPUR | B.BAGEWADI | B.BAGEWADI | INGALESHWAR
1220 | B.BAGEWADI_220KV | B.BAGEWADI_220KV | 180204479G | DINDAWAR_110KV | BANK-2 | F07 | G | F07-KAMANKERI IP | AGRICULTURE | VIJAYAPUR | B.BAGEWADI | BELAGAVI | VIJAYAPUR | B.BAGEWADI | B.BAGEWADI | INGALESHWAR
1221 | B.BAGEWADI_220KV | B.BAGEWADI_220KV | 180204479H | DINDAWAR_110KV | BANK-2 | F08 | H | F08-RAMANHATTI IP | AGRICULTURE | VIJAYAPUR | B.BAGEWADI | BELAGAVI | VIJAYAPUR | B.BAGEWADI | B.BAGEWADI | H.HIPPARAGI
1222 | B.BAGEWADI_220KV | B.BAGEWADI_220KV | 180204479I | DINDAWAR_110KV | BANK-2 | F09 | I | F09-KARABHANTANAL IP | AGRICULTURE | VIJAYAPUR | B.BAGEWADI | BELAGAVI | VIJAYAPUR | B.BAGEWADI | B.BAGEWADI | H.HIPPARAGI
1223 | B.BAGEWADI_220KV | B.BAGEWADI_220KV | 180204479J | DINDAWAR_110KV | BANK-2 | F10 | J | F10-RABINAL IP | AGRICULTURE | VIJAYAPUR | B.BAGEWADI | BELAGAVI | VIJAYAPUR | B.BAGEWADI | B.BAGEWADI | INGALESHWAR
1224 | B.BAGEWADI_220KV | B.BAGEWADI_220KV | 180204479K | DINDAWAR_110KV | BANK-2 | F11 | K | F11-REVANASIDDESHWAR IP | AGRICULTURE | VIJAYAPUR | B.BAGEWADI | BELAGAVI | VIJAYAPUR | B.BAGEWADI | B.BAGEWADI | INGALESHWAR
1225 | B.BAGEWADI_220KV | B.BAGEWADI_220KV | 180204479L | DINDAWAR_110KV | BANK-2 | F12 | L | F12-RABINAL NJY | NJY | VIJAYAPUR | B.BAGEWADI | BELAGAVI | VIJAYAPUR | B.BAGEWADI | B.BAGEWADI | INGALESHWAR
1226 | SRS_HUBLI_220KV | KADANKOPPA_110KV | 250842077A | DUMMAWAD_33KV | BANK-1 | F02 | A | F02-WATER WORKS | WATER SUPPLY | DHARWAD | KALAGHATAGI | HUBBALLI | HUBBALLI | DHARWAD RURAL | KALAGHATAGI | DUMMAWAD
1227 | SRS_HUBLI_220KV | KADANKOPPA_110KV | 250842077B | DUMMAWAD_33KV | BANK-3 | F10 | B | F10-DYAMANKOPPA IP | AGRICULTURE | DHARWAD | KALAGHATAGI | HUBBALLI | HUBBALLI | DHARWAD RURAL | KALAGHATAGI | DUMMAWAD
1228 | SRS_HUBLI_220KV | KADANKOPPA_110KV | 250842077C | DUMMAWAD_33KV | BANK-1 | F01 | C | F01-YAMETTI NJY | NJY | DHARWAD | KALAGHATAGI | HUBBALLI | HUBBALLI | DHARWAD RURAL | KALAGHATAGI | DUMMAWAD
1229 | SRS_HUBLI_220KV | KADANKOPPA_110KV | 250842077E | DUMMAWAD_33KV | BANK-2 | F05 | E | F05-HULIKOPPA NJY | NJY | DHARWAD | KALAGHATAGI | HUBBALLI | HUBBALLI | DHARWAD RURAL | KALAGHATAGI | DUMMAWAD
1230 | SRS_HUBLI_220KV | KADANKOPPA_110KV | 250842077F | DUMMAWAD_33KV | BANK-2 | F07 | F | F07-DUMMAWAD NJY | NJY | DHARWAD | KALAGHATAGI | HUBBALLI | HUBBALLI | DHARWAD RURAL | KALAGHATAGI | DUMMAWAD
1231 | SRS_HUBLI_220KV | KADANKOPPA_110KV | 250842077G | DUMMAWAD_33KV | BANK-3 | F09 | G | F09-JODALLI | AGRICULTURE | DHARWAD | KALAGHATAGI | HUBBALLI | HUBBALLI | DHARWAD RURAL | KALAGHATAGI | DUMMAWAD
1232 | SRS_HUBLI_220KV | KADANKOPPA_110KV | 250842077H | DUMMAWAD_33KV | BANK-2 | F06 | H | F06-GAMBYAPUR | AGRICULTURE | DHARWAD | KALAGHATAGI | HUBBALLI | HUBBALLI | DHARWAD RURAL | KALAGHATAGI | DUMMAWAD
1233 | SRS_HUBLI_220KV | KADANKOPPA_110KV | 250842077I | DUMMAWAD_33KV | BANK-1 | F03 | L | F03-MUTTAGI NJY | NJY | DHARWAD | KALAGHATAGI | HUBBALLI | HUBBALLI | DHARWAD RURAL | KALAGHATAGI | DUMMAWAD
1234 | SRS_HUBLI_220KV | KADANKOPPA_110KV | 250842077J | DUMMAWAD_33KV | BANK-1 | F04 | J | F04-G.BASAVANKOPPA NJY | NJY | DHARWAD | KALAGHATAGI | HUBBALLI | HUBBALLI | DHARWAD RURAL | KALAGHATAGI | DUMMAWAD
1235 | SRS_HUBLI_220KV | KADANKOPPA_110KV | 250842077K | DUMMAWAD_33KV | BANK-2 | F08 | K | F08-LINGANAKOPPA | AGRICULTURE | DHARWAD | KALAGHATAGI | HUBBALLI | HUBBALLI | DHARWAD RURAL | KALAGHATAGI | DUMMAWAD
1237 | BELAGAVI_220KV | NEHARUNAGAR(BELAGAVI)_110KV | 120620078A | FORT_33KV | BANK-1 | F01 | A | F01-AZAD NAGAR | URBAN DHQ | BELAGAVI | BELAGAVI | BELAGAVI | BELAGAVI | BELAGAVI URBAN | BELAGAVI CSD-1 | SECTION NO-3
1238 | BELAGAVI_220KV | NEHARUNAGAR(BELAGAVI)_110KV | 120620078B | FORT_33KV | BANK-1 | F02 | B | F02-FORT ROAD | URBAN DHQ | BELAGAVI | BELAGAVI | BELAGAVI | BELAGAVI | BELAGAVI URBAN | BELAGAVI CSD-1 | SECTION NO-2
1239 | BELAGAVI_220KV | NEHARUNAGAR(BELAGAVI)_110KV | 120620078C | FORT_33KV | BANK-3 | F08 | C | F08-MALI GALLI | URBAN DHQ | BELAGAVI | BELAGAVI | BELAGAVI | BELAGAVI | BELAGAVI URBAN | BELAGAVI CSD-1 | SECTION NO-2
1241 | BELAGAVI_220KV | NEHARUNAGAR(BELAGAVI)_110KV | 120620078E | FORT_33KV | BANK-2 | F05 | E | F05-SHETTY GALLI | URBAN DHQ | BELAGAVI | BELAGAVI | BELAGAVI | BELAGAVI | BELAGAVI URBAN | BELAGAVI CSD-1 | SECTION NO-3
1242 | BELAGAVI_220KV | NEHARUNAGAR(BELAGAVI)_110KV | 120620078F | FORT_33KV | BANK-2 | F06 | F | F06-KHADE BAZAR | URBAN DHQ | BELAGAVI | BELAGAVI | BELAGAVI | BELAGAVI | BELAGAVI URBAN | BELAGAVI CSD-1 | SECTION NO-2
1243 | BELAGAVI_220KV | NEHARUNAGAR(BELAGAVI)_110KV | 120620078G | FORT_33KV | BANK-3 | F07 | G | F07-DHARWAD ROAD | URBAN DHQ | BELAGAVI | BELAGAVI | BELAGAVI | BELAGAVI | BELAGAVI URBAN | BELAGAVI CSD-1 | SECTION NO-3
1244 | BELAGAVI_220KV | NEHARUNAGAR(BELAGAVI)_110KV | 120620078H | FORT_33KV | BANK-1 | F03 | H | F03-BASAVANA KUDCHI | URBAN DHQ | BELAGAVI | BELAGAVI | BELAGAVI | BELAGAVI | BELAGAVI URBAN | BELAGAVI CSD-1 | SECTION NO-3
1246 | GADAG_220KV | GADAG_220KV | 251017079A | GADAG_110KV | BANK-1 | F01 | A | F01-ADARSHNAGAR | URBAN DHQ | GADAG | GADAG | HUBBALLI | GADAG | GADAG | GADAG CSD | MULGUND NAKA
1247 | GADAG_220KV | GADAG_220KV | 251067079B | GADAG_110KV | BANK-3 | F02 | B | F02-HARTHI | AGRICULTURE | GADAG | GADAG | HUBBALLI | GADAG | GADAG | GADAG RSD | MULAGUND
1248 | GADAG_220KV | GADAG_220KV | 251067079C | GADAG_110KV | BANK-1 | F03 | C | F03-MULGUND | URBAN NDHQ | GADAG | GADAG | HUBBALLI | GADAG | GADAG | GADAG RSD | MULAGUND
1249 | GADAG_220KV | GADAG_220KV | 251067079D | GADAG_110KV | BANK-1 | F04 | D | F04-KSRTC COLONY NJY | NJY | GADAG | GADAG | HUBBALLI | GADAG | GADAG | GADAG RSD | LAKKUNDI
1250 | GADAG_220KV | GADAG_220KV | 251017079E | GADAG_110KV | BANK-2 | F05 | E | F05-TRIKUTESHWAR | URBAN DHQ | GADAG | GADAG | HUBBALLI | GADAG | GADAG | GADAG CSD | MULGUND NAKA
1251 | GADAG_220KV | GADAG_220KV | 251017079F | GADAG_110KV | BANK-2 | F06 | F | F06-GRAIN MARKET | URBAN DHQ | GADAG | GADAG | HUBBALLI | GADAG | GADAG | GADAG CSD | MULGUND NAKA
1252 | GADAG_220KV | GADAG_220KV | 251017079G | GADAG_110KV | BANK-3 | F07 | G | F07-INDUSTRIAL | URBAN DHQ | GADAG | GADAG | HUBBALLI | GADAG | GADAG | GADAG CSD | MULGUND NAKA
1253 | GADAG_220KV | GADAG_220KV | 251067079H | GADAG_110KV | BANK-3 | F08 | H | F08-ADITYA NAGAR NJY | NJY | GADAG | GADAG | HUBBALLI | GADAG | GADAG | GADAG RSD | MULAGUND
1254 | GADAG_220KV | GADAG_220KV | 251017079I | GADAG_110KV | BANK-1 | F09 | I | F09-VEERNARAYANA | URBAN DHQ | GADAG | GADAG | HUBBALLI | GADAG | GADAG | GADAG CSD | MASARI-I
1255 | GADAG_220KV | GADAG_220KV | 251017079J | GADAG_110KV | BANK-3 | F10 | J | F10-DC OFFICE | URBAN DHQ | GADAG | GADAG | HUBBALLI | GADAG | GADAG | GADAG CSD | MASARI-I
1256 | GADAG_220KV | GADAG_220KV | 251067079K | GADAG_110KV | BANK-1 | F11 | K | F11-KALASAPUR | AGRICULTURE | GADAG | GADAG | HUBBALLI | GADAG | GADAG | GADAG RSD | LAKKUNDI
1258 | BIDNAL_220KV | BIDNAL_220KV | 251368080E | GADAGROAD_110KV | BANK-1 | F05 | E | F05-SHIRAGUPPI NJY | NJY | DHARWAD | HUBBALLI | HUBBALLI | HUBBALLI | HUBBALLI RURAL | HUBBALLI RSD | SHIRAGUPPI
1259 | BIDNAL_220KV | BIDNAL_220KV | 251368080F | GADAGROAD_110KV | BANK-1 | F06 | F | F06-KIRESUR | WATER SUPPLY | DHARWAD | HUBBALLI | HUBBALLI | HUBBALLI | HUBBALLI RURAL | HUBBALLI RSD | BYAHATTI
1260 | BIDNAL_220KV | BIDNAL_220KV | 251421080A | GADAGROAD_110KV | BANK-1 | F01 | A | F01-RAILWAY | URBAN DHQ | DHARWAD | HUBBALLI | HUBBALLI | HUBBALLI | HUBBALLI URBAN | HUBBALLI CSD-1 | KESHWAPUR
1261 | BIDNAL_220KV | BIDNAL_220KV | 251421080B | GADAGROAD_110KV | BANK-1 | F02 | B | F02-RAILWAY ZONAL OFFICE | URBAN DHQ | DHARWAD | HUBBALLI | HUBBALLI | HUBBALLI | HUBBALLI URBAN | HUBBALLI CSD-1 | KESHWAPUR
1262 | BIDNAL_220KV | BIDNAL_220KV | 251421080C | GADAGROAD_110KV | BANK-1 | F03 | C | F03-SARSWATI | URBAN DHQ | DHARWAD | HUBBALLI | HUBBALLI | HUBBALLI | HUBBALLI URBAN | HUBBALLI CSD-1 | KESHWAPUR
1263 | BIDNAL_220KV | BIDNAL_220KV | 251421080G | GADAGROAD_110KV | BANK-1 | F07 | G | F07-M-TRUNK(GANDHIWAD) | URBAN DHQ | DHARWAD | HUBBALLI | HUBBALLI | HUBBALLI | HUBBALLI URBAN | HUBBALLI CSD-1 | KESHWAPUR
1268 | BAGALKOT_220KV | BAGALKOT_220KV | 110365395A | GADDANAKERI CROSS_33KV | BANK-1 | F01 | A | F01-LAKKAMMA IP | AGRICULTURE | BAGALKOT | BAGALKOT | BELAGAVI | BAGALKOT | BAGALKOT | BAGALKOT RSD | GADDANAKERI
1269 | BAGALKOT_220KV | BAGALKOT_220KV | 110365395C | GADDANAKERI CROSS_33KV | BANK-1 | F02 | C | F02-NAGALINGESHWAR NJY | NJY | BAGALKOT | BAGALKOT | BELAGAVI | BAGALKOT | BAGALKOT | BAGALKOT RSD | GADDANAKERI
1270 | BAGALKOT_220KV | BAGALKOT_220KV | 110365395B | GADDANAKERI CROSS_33KV | BANK-1 | F03 | B | F03-CHABBI IP | AGRICULTURE | BAGALKOT | BAGALKOT | BELAGAVI | BAGALKOT | BAGALKOT | BAGALKOT RSD | GADDANAKERI
1271 | BAGALKOT_220KV | BAGALKOT_220KV | 110365395D | GADDANAKERI CROSS_33KV | BANK-2 | F04 | D | F04-YADAHALLI IP | AGRICULTURE | BAGALKOT | BAGALKOT | BELAGAVI | BAGALKOT | BAGALKOT | BAGALKOT RSD | GADDANAKERI
1272 | BAGALKOT_220KV | BAGALKOT_220KV | 110365395E | GADDANAKERI CROSS_33KV | BANK-2 | F05 | E | F05-BTDA WATER SUPPLY | WATER SUPPLY | BAGALKOT | BAGALKOT | BELAGAVI | BAGALKOT | BAGALKOT | BAGALKOT RSD | GADDANAKERI
1273 | BAGALKOT_220KV | BAGALKOT_220KV | 110365395F | GADDANAKERI CROSS_33KV | BANK-2 | F06 | F | F06-GADDANAKERI CROSS NJY | NJY | BAGALKOT | BAGALKOT | BELAGAVI | BAGALKOT | BAGALKOT | BAGALKOT RSD | GADDANAKERI
1277 | GADAG_220KV | GADAG_220KV | 252628081A | GAJENDRAGAD_110KV | BANK-1 | F01 | A | F01-HIREKOPPA | AGRICULTURE | GADAG | GAJENDRAGADA | HUBBALLI | GADAG | RON | GAJENDRAGAD | GAJENDRAGAD
1278 | GADAG_220KV | GADAG_220KV | 252628081B | GAJENDRAGAD_110KV | BANK-1 | F02 | B | F02-GAJENDRAGADA | URBAN NDHQ | GADAG | GAJENDRAGADA | HUBBALLI | GADAG | RON | GAJENDRAGAD | GAJENDRAGAD
1279 | GADAG_220KV | GADAG_220KV | 252628081C | GAJENDRAGAD_110KV | BANK-1 | F03 | C | F03-DINDUR | AGRICULTURE | GADAG | GAJENDRAGADA | HUBBALLI | GADAG | RON | GAJENDRAGAD | GAJENDRAGAD
1280 | GADAG_220KV | GADAG_220KV | 252628081D | GAJENDRAGAD_110KV | BANK-1 | F04 | D | F04-BAIRAPUR | AGRICULTURE | GADAG | GAJENDRAGADA | HUBBALLI | GADAG | RON | GAJENDRAGAD | GAJENDRAGAD
1281 | GADAG_220KV | GADAG_220KV | 252628081E | GAJENDRAGAD_110KV | BANK-1 | F05 | E | F05-UNACHGERI | URBAN NDHQ | GADAG | GAJENDRAGADA | HUBBALLI | GADAG | RON | GAJENDRAGAD | GAJENDRAGAD
1282 | GADAG_220KV | GADAG_220KV | 252628081F | GAJENDRAGAD_110KV | BANK-2 | F06 | F | F06-MATARANGI | AGRICULTURE | GADAG | GAJENDRAGADA | HUBBALLI | GADAG | RON | GAJENDRAGAD | GAJENDRAGAD
1283 | GADAG_220KV | GADAG_220KV | 252628081G | GAJENDRAGAD_110KV | BANK-2 | F07 | G | F07-RAJUR | AGRICULTURE | GADAG | GAJENDRAGADA | HUBBALLI | GADAG | RON | GAJENDRAGAD | GAJENDRAGAD
1284 | GADAG_220KV | GADAG_220KV | 252628081H | GAJENDRAGAD_110KV | BANK-2 | F08 | H | F08-KALAKALESHWAR NJY | NJY | GADAG | GAJENDRAGADA | HUBBALLI | GADAG | RON | GAJENDRAGAD | GAJENDRAGAD
1285 | GADAG_220KV | GADAG_220KV | 252628081I | GAJENDRAGAD_110KV | BANK-2 | F09 | I | F09-BENACHAMATTI | AGRICULTURE | GADAG | GAJENDRAGADA | HUBBALLI | GADAG | RON | GAJENDRAGAD | GAJENDRAGAD
1286 | GADAG_220KV | GADAG_220KV | 252628081J | GAJENDRAGAD_110KV | BANK-2 | F10 | J | F10-BAIRAPUR NJY | NJY | GADAG | GAJENDRAGADA | HUBBALLI | GADAG | RON | GAJENDRAGAD | GAJENDRAGAD
1287 | GADAG_220KV | GADAG_220KV | 252628081M | GAJENDRAGAD_110KV | BANK-2 | F12 | M | F12-KODAGANUR | AGRICULTURE | GADAG | GAJENDRAGADA | HUBBALLI | GADAG | RON | GAJENDRAGAD | GAJENDRAGAD
1289 | VAJRAMATTI_220KV | MANTUR_110KV | 111910082A | GALAGALI_33KV | BANK-1 | F01 | A | F01-GALAGALI NJY | NJY | BAGALKOT | BILAGI | BELAGAVI | BAGALKOT | MUDHOL | BILAGI | GALAGALI
1290 | VAJRAMATTI_220KV | MANTUR_110KV | 111910082B | GALAGALI_33KV | BANK-2 | F03 | B | F03-RAMADDI IP | AGRICULTURE | BAGALKOT | BILAGI | BELAGAVI | BAGALKOT | MUDHOL | BILAGI | GALAGALI
1291 | VAJRAMATTI_220KV | MANTUR_110KV | 111910082C | GALAGALI_33KV | BANK-1 | F02 | C | F02-CHOUDAPUR | AGRICULTURE | BAGALKOT | BILAGI | BELAGAVI | BAGALKOT | MUDHOL | BILAGI | GALAGALI
1292 | VAJRAMATTI_220KV | MANTUR_110KV | 111910082D | GALAGALI_33KV | BANK-2 | F04 | D | F04-RABAKAVI IP | AGRICULTURE | BAGALKOT | BILAGI | BELAGAVI | BAGALKOT | MUDHOL | BILAGI | GALAGALI
1293 | VAJRAMATTI_220KV | MANTUR_110KV | 111910082E | GALAGALI_33KV | BANK-1 | F06 | E | F06-YADAHALLI NJY | NJY | BAGALKOT | BILAGI | BELAGAVI | BAGALKOT | MUDHOL | BILAGI | GALAGALI
1294 | VAJRAMATTI_220KV | MANTUR_110KV | 111910082F | GALAGALI_33KV | BANK-1 | F07 | F | F07-SPSCL | INDUSTRIAL | BAGALKOT | BILAGI | BELAGAVI | BAGALKOT | MUDHOL | BILAGI | GALAGALI
1295 | VAJRAMATTI_220KV | MANTUR_110KV | 111910082G | GALAGALI_33KV | BANK-2 | F05 | G | F05-GALAGALI IP | AGRICULTURE | BAGALKOT | BILAGI | BELAGAVI | BAGALKOT | MUDHOL | BILAGI | GALAGALI
1297 | CHIKKODI_220KV | CHIKKODI_220KV | 130713083A | GALATAGA (BHOJ)_110KV | BANK-1 | F01 | A | F01-SHIRAGANV | AGRICULTURE | BELAGAVI | CHIKKODI | BELAGAVI | CHIKKODI | CHIKKODI | CHIKKODI | CHIKKODI RURAL
1298 | CHIKKODI_220KV | CHIKKODI_220KV | 130770083B | GALATAGA (BHOJ)_110KV | BANK-3 | F13 | B | F13-GALATAGA NJY | NJY | BELAGAVI | CHIKKODI | BELAGAVI | CHIKKODI | CHIKKODI | SADALAGA | BHOJ
1299 | CHIKKODI_220KV | CHIKKODI_220KV | 130770083C | GALATAGA (BHOJ)_110KV | BANK-1 | F03 | C | F03-BHIMAPURWADI | AGRICULTURE | BELAGAVI | CHIKKODI | BELAGAVI | CHIKKODI | CHIKKODI | SADALAGA | BHOJ
1300 | CHIKKODI_220KV | CHIKKODI_220KV | 130770083D | GALATAGA (BHOJ)_110KV | BANK-1 | F04 | D | F04-BASAVESHWAR NJY | NJY | BELAGAVI | CHIKKODI | BELAGAVI | CHIKKODI | CHIKKODI | SADALAGA | BHOJ
1301 | CHIKKODI_220KV | CHIKKODI_220KV | 130770083F | GALATAGA (BHOJ)_110KV | BANK-1 | F05 | F | F05-HUNNARGI | AGRICULTURE | BELAGAVI | CHIKKODI | BELAGAVI | CHIKKODI | CHIKKODI | SADALAGA | BHOJ
1302 | CHIKKODI_220KV | CHIKKODI_220KV | 130770083G | GALATAGA (BHOJ)_110KV | BANK-2 | F06 | G | F06-DILALPURWADI | AGRICULTURE | BELAGAVI | CHIKKODI | BELAGAVI | CHIKKODI | CHIKKODI | SADALAGA | BHOJ
1303 | CHIKKODI_220KV | CHIKKODI_220KV | 130770083H | GALATAGA (BHOJ)_110KV | BANK-2 | F07 | H | F07-CHANDRAMA | AGRICULTURE | BELAGAVI | CHIKKODI | BELAGAVI | CHIKKODI | CHIKKODI | SADALAGA | SADALAGA
1304 | CHIKKODI_220KV | CHIKKODI_220KV | 130770083I | GALATAGA (BHOJ)_110KV | BANK-2 | F08 | I | F08-NEJ (GALATAGA) | AGRICULTURE | BELAGAVI | CHIKKODI | BELAGAVI | CHIKKODI | CHIKKODI | SADALAGA | SADALAGA
1305 | CHIKKODI_220KV | CHIKKODI_220KV | 130770083J | GALATAGA (BHOJ)_110KV | BANK-2 | F09 | J | F09-BEERESHWAR | AGRICULTURE | BELAGAVI | CHIKKODI | BELAGAVI | CHIKKODI | CHIKKODI | SADALAGA | SADALAGA
1306 | CHIKKODI_220KV | CHIKKODI_220KV | 130770083K | GALATAGA (BHOJ)_110KV | BANK-2 | F10 | K | F10-KHADAKLAT WATER SUPPLY | WATER SUPPLY | BELAGAVI | CHIKKODI | BELAGAVI | CHIKKODI | CHIKKODI | SADALAGA | BHOJ & CHIKODI RURAL
1307 | CHIKKODI_220KV | CHIKKODI_220KV | 130770083L | GALATAGA (BHOJ)_110KV | BANK-1 | F02 | L | F02-AMBABAI NJY | NJY | BELAGAVI | CHIKKODI | BELAGAVI | CHIKKODI | CHIKKODI | SADALAGA | BHOJ
1308 | CHIKKODI_220KV | CHIKKODI_220KV | 130770083M | GALATAGA (BHOJ)_110KV | BANK-3 | F11 | M | F11-GANESH IP | AGRICULTURE | BELAGAVI | CHIKKODI | BELAGAVI | CHIKKODI | CHIKKODI | SADALAGA | SADALAGA
1309 | CHIKKODI_220KV | CHIKKODI_220KV | 130770083N | GALATAGA (BHOJ)_110KV | BANK-3 | F12 | N | F12-MENASE KODI | AGRICULTURE | BELAGAVI | CHIKKODI | BELAGAVI | CHIKKODI | CHIKKODI | SADALAGA | SADALAGA
1310 | CHIKKODI_220KV | CHIKKODI_220KV | 130770083O | GALATAGA (BHOJ)_110KV | BANK-3 | F14 | O | F14-SIDNAL IP | AGRICULTURE | BELAGAVI | CHIKKODI | BELAGAVI | CHIKKODI | CHIKKODI | SADALAGA | BHOJ
1311 | CHIKKODI_220KV | CHIKKODI_220KV | 130770083P | GALATAGA (BHOJ)_110KV | BANK-3 | F15 | P | F15-VEDGANGA IP | AGRICULTURE | BELAGAVI | CHIKKODI | BELAGAVI | CHIKKODI | CHIKKODI | SADALAGA | BHOJ
1316 | HAVERI_220KV | HAVERI_110KV | 241235386A | GANDHIPUR_33KV | BANK-1 | F01 | A | F01-ANANDAVANA | AGRICULTURE | HAVERI | HAVERI | HUBBALLI | HAVERI | HAVERI | HAVERI | KARJAGI
1317 | HAVERI_220KV | HAVERI_110KV | 241235386B | GANDHIPUR_33KV | BANK-1 | F02 | B | F02-KALLIHALA | AGRICULTURE | HAVERI | HAVERI | HUBBALLI | HAVERI | HAVERI | HAVERI | KARJAGI
1318 | HAVERI_220KV | HAVERI_110KV | 241235386C | GANDHIPUR_33KV | BANK-1 | F03 | C | F03-KARADIGUDDA | AGRICULTURE | HAVERI | HAVERI | HUBBALLI | HAVERI | HAVERI | HAVERI | KARJAGI
1319 | HAVERI_220KV | HAVERI_110KV | 241235386E | GANDHIPUR_33KV | BANK-2 | F05 | E | F05-AGASANAMATTI | AGRICULTURE | HAVERI | HAVERI | HUBBALLI | HAVERI | HAVERI | HAVERI | KARJAGI
1320 | HAVERI_220KV | HAVERI_110KV | 241235386F | GANDHIPUR_33KV | BANK-2 | F06 | F | F06-KARJAGI EXPRESS NJY | NJY | HAVERI | HAVERI | HUBBALLI | HAVERI | HAVERI | HAVERI | KARJAGI
1321 | HAVERI_220KV | HAVERI_110KV | 241235386G | GANDHIPUR_33KV | BANK-2 | F07 | G | F07-KATENAHALLI | AGRICULTURE | HAVERI | HAVERI | HUBBALLI | HAVERI | HAVERI | HAVERI | KARJAGI
1322 | HAVERI_220KV | HAVERI_110KV | 241235386J | GANDHIPUR_33KV | BANK-2 | F10 | J | F10-KMF NJY | NJY | HAVERI | HAVERI | HUBBALLI | HAVERI | HAVERI | HAVERI | KARJAGI
1326 | M.K. HUBLI_220KV | BEEDI_110KV | 120544084A | GANDIGAWAD_33KV | BANK-1 | F01 | A | F01-GANDIGAWAD | AGRICULTURE | BELAGAVI | BELAGAVI | BELAGAVI | BELAGAVI | BELAGAVI RURAL | KHANAPUR | ITAGI
1327 | M.K. HUBLI_220KV | BEEDI_110KV | 120544084B | GANDIGAWAD_33KV | BANK-1 | F02 | B | F02-ANGROLLI | AGRICULTURE | BELAGAVI | BELAGAVI | BELAGAVI | BELAGAVI | BELAGAVI RURAL | KHANAPUR | ITAGI
1328 | M.K. HUBLI_220KV | BEEDI_110KV | 120544084C | GANDIGAWAD_33KV | BANK-2 | F05 | C | F05-HANDUR | AGRICULTURE | BELAGAVI | BELAGAVI | BELAGAVI | BELAGAVI | BELAGAVI RURAL | KHANAPUR | ITAGI
1329 | M.K. HUBLI_220KV | BEEDI_110KV | 120544084F | GANDIGAWAD_33KV | BANK-1 | F03 | F | F03-CHIKKANGROLLI NJY | NJY | BELAGAVI | BELAGAVI | BELAGAVI | BELAGAVI | BELAGAVI RURAL | KHANAPUR | ITAGI
1330 | M.K. HUBLI_220KV | BEEDI_110KV | 120544084D | GANDIGAWAD_33KV | BANK-2 | F04 | D | F04-BOGUR | AGRICULTURE | BELAGAVI | BELAGAVI | BELAGAVI | BELAGAVI | BELAGAVI RURAL | KHANAPUR | ITAGI
1331 | M.K. HUBLI_220KV | BEEDI_110KV | 120544084E | GANDIGAWAD_33KV | BANK-2 | F06 | E | F06-AVAROLI | AGRICULTURE | BELAGAVI | BELAGAVI | BELAGAVI | BELAGAVI | BELAGAVI RURAL | KHANAPUR | ITAGI
1333 | AMBEWADI_220KV | AMBEWADI_220KV | 272526085B | GANESHGUDI_110KV | BANK-1 | F02 | B | F02-BAPELI(GANESHGUDI) & ULAVI | RURAL | UTTAR KANNADA | JOIDA | HUBBALLI | SIRSI | DANDELI | DANDELI | JOIDA
1334 | AMBEWADI_220KV | AMBEWADI_220KV | 272526085C | GANESHGUDI_110KV | BANK-1 | F03 | C | F03-KPC COLONY | RURAL | UTTAR KANNADA | JOIDA | HUBBALLI | SIRSI | DANDELI | DANDELI | DANDELI RURAL
1335 | AMBEWADI_220KV | AMBEWADI_220KV | 272526085D | GANESHGUDI_110KV | BANK-1 | F04 | D | F04-RAMANAGAR(BORIKORI) | RURAL | UTTAR KANNADA | JOIDA | HUBBALLI | SIRSI | DANDELI | DANDELI | DANDELI RURAL
1337 | VAJRAMATTI_220KV | MANTUR_110KV | 111741086A | GANI_33KV | BANK-1 | F08 | A | F08-GANI VILLAGE | AGRICULTURE | BAGALKOT | JAMAKHANDI | BELAGAVI | BAGALKOT | JAMAKHANDI | JAMAKHANDI | KONNUR
1338 | VAJRAMATTI_220KV | MANTUR_110KV | 111741086B | GANI_33KV | BANK-1 | F02 | B | F02-BUDNI | AGRICULTURE | BAGALKOT | JAMAKHANDI | BELAGAVI | BAGALKOT | JAMAKHANDI | JAMAKHANDI | KONNUR
1339 | VAJRAMATTI_220KV | MANTUR_110KV | 111741086C | GANI_33KV | BANK-1 | F03 | C | F03-GANI IP | AGRICULTURE | BAGALKOT | JAMAKHANDI | BELAGAVI | BAGALKOT | JAMAKHANDI | JAMAKHANDI | KONNUR
1340 | VAJRAMATTI_220KV | MANTUR_110KV | 111741086D | GANI_33KV | BANK-2 | F04 | D | F04-KONNUR | AGRICULTURE | BAGALKOT | JAMAKHANDI | BELAGAVI | BAGALKOT | JAMAKHANDI | JAMAKHANDI | KONNUR
1341 | VAJRAMATTI_220KV | MANTUR_110KV | 111910086E | GANI_33KV | BANK-2 | F06 | E | F06-AMALZERI | AGRICULTURE | BAGALKOT | BILAGI | BELAGAVI | BAGALKOT | MUDHOL | BILAGI | GALAGALI
1342 | VAJRAMATTI_220KV | MANTUR_110KV | 111910086F | GANI_33KV | BANK-2 | F05 | F | F05-YADAHALLI | AGRICULTURE | BAGALKOT | BILAGI | BELAGAVI | BAGALKOT | MUDHOL | BILAGI | GALAGALI
1343 | VAJRAMATTI_220KV | MANTUR_110KV | 111741086G | GANI_33KV | BANK-2 | F07 | G | F07-GANI NJY | NJY | BAGALKOT | JAMAKHANDI | BELAGAVI | BAGALKOT | JAMAKHANDI | JAMAKHANDI | KONNUR
1344 | VAJRAMATTI_220KV | MANTUR_110KV | 111910086H | GANI_33KV | BANK-1 | F01 | H | F01-MARUTESHWAR | AGRICULTURE | BAGALKOT | BILAGI | BELAGAVI | BAGALKOT | MUDHOL | BILAGI | GALAGALI
1346 | SIRSI_220KV | HONNAVAR_110KV | 272737087A | GERUSOPPA_33KV | BANK-1 | F01 | A | F01-MAGOD | RURAL | UTTAR KANNADA | HONNAVAR | HUBBALLI | SIRSI | HONNAVAR | HONNAVAR | GERUSOPPA
1347 | SIRSI_220KV | HONNAVAR_110KV | 272737087B | GERUSOPPA_33KV | BANK-1 | F02 | B | F02-UPPONI | RURAL | UTTAR KANNADA | HONNAVAR | HUBBALLI | SIRSI | HONNAVAR | HONNAVAR | GERUSOPPA
1348 | SIRSI_220KV | HONNAVAR_110KV | 272737087C | GERUSOPPA_33KV | BANK-1 | F03 | C | F03-COLONY | RURAL | UTTAR KANNADA | HONNAVAR | HUBBALLI | SIRSI | HONNAVAR | HONNAVAR | GERUSOPPA
1349 | SIRSI_220KV | HONNAVAR_110KV | 272737087D | GERUSOPPA_33KV | BANK-1 | F04 | D | F04-RIGHT | RURAL | UTTAR KANNADA | HONNAVAR | HUBBALLI | SIRSI | HONNAVAR | HONNAVAR | GERUSOPPA
1350 | SIRSI_220KV | HONNAVAR_110KV | 272737087E | GERUSOPPA_33KV | BANK-1 | F05 | E | F05-LEFT | RURAL | UTTAR KANNADA | HONNAVAR | HUBBALLI | SIRSI | HONNAVAR | HONNAVAR | GERUSOPPA
1352 | ATHANI_220KV | ATHANI_110KV | 130103454A | GHATANATTI_110KV | BANK-1 | F01 | A | F01-DSP TOTA | AGRICULTURE | BELAGAVI | ATHANI | BELAGAVI | CHIKKODI | ATHANI | ATHANI | SATTI
1353 | ATHANI_220KV | ATHANI_110KV | 130103454B | GHATANATTI_110KV | BANK-1 | F02 | B | F02-CHIKKATTI IP | AGRICULTURE | BELAGAVI | ATHANI | BELAGAVI | CHIKKODI | ATHANI | ATHANI | SATTI
1354 | ATHANI_220KV | ATHANI_110KV | 130103454C | GHATANATTI_110KV | BANK-1 | F03 | C | F03-MULLATTI IP | AGRICULTURE | BELAGAVI | ATHANI | BELAGAVI | CHIKKODI | ATHANI | ATHANI | SATTI
1355 | ATHANI_220KV | ATHANI_110KV | 130103454D | GHATANATTI_110KV | BANK-1 | F04 | D | F04-SANKONATTI | AGRICULTURE | BELAGAVI | ATHANI | BELAGAVI | CHIKKODI | ATHANI | ATHANI | SATTI
1356 | ATHANI_220KV | ATHANI_110KV | 130103454I | GHATANATTI_110KV | BANK-2 | F09 | I | F09-INDUSTRIAL AREA | INDUSTRIAL | BELAGAVI | ATHANI | BELAGAVI | CHIKKODI | ATHANI | ATHANI | SATTI
1357 | ATHANI_220KV | ATHANI_110KV | 130103454J | GHATANATTI_110KV | BANK-2 | F10 | J | F10-GHATANATTI NJY | NJY | BELAGAVI | ATHANI | BELAGAVI | CHIKKODI | ATHANI | ATHANI | SATTI
1358 | ATHANI_220KV | ATHANI_110KV | 130103454K | GHATANATTI_110KV | BANK-2 | F11 | K | F11-BASAVANAGUDI IP | AGRICULTURE | BELAGAVI | ATHANI | BELAGAVI | CHIKKODI | ATHANI | ATHANI | SATTI
1359 | ATHANI_220KV | ATHANI_110KV | 130103454L | GHATANATTI_110KV | BANK-2 | F12 | L | F12-MALLAYYANAGUDI IP | AGRICULTURE | BELAGAVI | ATHANI | BELAGAVI | CHIKKODI | ATHANI | ATHANI | SATTI
1366 | GHATAPRABHA_220KV | GHATAPRABHA_220KV | 121129088A | GHATAPRABHA_110KV | BANK-1 | F01 | A | F01-BADIGAWAD | AGRICULTURE | BELAGAVI | GOKAK | BELAGAVI | BELAGAVI | GHATAPRABHA | GHATAPRABHA | GHATAPRABHA-II
1367 | GHATAPRABHA_220KV | GHATAPRABHA_220KV | 121129088B | GHATAPRABHA_110KV | BANK-1 | F02 | B | F02-PAMLADINNI | AGRICULTURE | BELAGAVI | GOKAK | BELAGAVI | BELAGAVI | GHATAPRABHA | GHATAPRABHA | GHATAPRABHA-II
1368 | GHATAPRABHA_220KV | GHATAPRABHA_220KV | 121129088C | GHATAPRABHA_110KV | BANK-1 | F03 | C | F03-MALLAPUR P.G | AGRICULTURE | BELAGAVI | GOKAK | BELAGAVI | BELAGAVI | GHATAPRABHA | GHATAPRABHA | GHATAPRABHA-II
1369 | GHATAPRABHA_220KV | GHATAPRABHA_220KV | 121129088D | GHATAPRABHA_110KV | BANK-1 | F10 | D | F10-MDRS NJY | NJY | BELAGAVI | GOKAK | BELAGAVI | BELAGAVI | GHATAPRABHA | GHATAPRABHA | GHATAPRABHA-I
1370 | GHATAPRABHA_220KV | GHATAPRABHA_220KV | 121129088E | GHATAPRABHA_110KV | BANK-1 | F15 | E | F15-SHINDIKURBET NJY | NJY | BELAGAVI | GOKAK | BELAGAVI | BELAGAVI | GHATAPRABHA | GHATAPRABHA | GHATAPRABHA-I
1371 | GHATAPRABHA_220KV | GHATAPRABHA_220KV | 121129088F | GHATAPRABHA_110KV | BANK-2 | F06 | F | F06-SHINDIKURBET | AGRICULTURE | BELAGAVI | GOKAK | BELAGAVI | BELAGAVI | GHATAPRABHA | GHATAPRABHA | GHATAPRABHA-II
1372 | GHATAPRABHA_220KV | GHATAPRABHA_220KV | 121129088G | GHATAPRABHA_110KV | BANK-2 | F07 | G | F07-DHUPADAL IP | AGRICULTURE | BELAGAVI | GOKAK | BELAGAVI | BELAGAVI | GHATAPRABHA | GHATAPRABHA | GHATAPRABHA-I
1373 | GHATAPRABHA_220KV | GHATAPRABHA_220KV | 121129088H | GHATAPRABHA_110KV | BANK-2 | F08 | H | F08-GANESH GUDI PMD IP | AGRICULTURE | BELAGAVI | GOKAK | BELAGAVI | BELAGAVI | GHATAPRABHA | GHATAPRABHA | GHATAPRABHA-II
1374 | GHATAPRABHA_220KV | GHATAPRABHA_220KV | 121129088J | GHATAPRABHA_110KV | BANK-2 | F09 | J | F09-KONNUR | URBAN NDHQ | BELAGAVI | GOKAK | BELAGAVI | BELAGAVI | GHATAPRABHA | GHATAPRABHA | GHATAPRABHA-I
1375 | GHATAPRABHA_220KV | GHATAPRABHA_220KV | 121129088K | GHATAPRABHA_110KV | BANK-3 | F11 | K | F11-GHATAPRABHA NJY | NJY | BELAGAVI | GOKAK | BELAGAVI | BELAGAVI | GHATAPRABHA | GHATAPRABHA | GHATAPRABHA-I
1376 | GHATAPRABHA_220KV | GHATAPRABHA_220KV | 121129088L | GHATAPRABHA_110KV | BANK-3 | F05 | L | F05-SHIRADON | AGRICULTURE | BELAGAVI | GOKAK | BELAGAVI | BELAGAVI | GHATAPRABHA | GHATAPRABHA | GHATAPRABHA-I
1377 | GHATAPRABHA_220KV | GHATAPRABHA_220KV | 121129088M | GHATAPRABHA_110KV | BANK-3 | F13 | M | F13-SANGANAKERI | AGRICULTURE | BELAGAVI | GOKAK | BELAGAVI | BELAGAVI | GHATAPRABHA | GHATAPRABHA | GHATAPRABHA-II
1378 | GHATAPRABHA_220KV | GHATAPRABHA_220KV | 121129088N | GHATAPRABHA_110KV | BANK-3 | F04 | N | F04-LAXMI DEVI MLR IP | AGRICULTURE | BELAGAVI | GOKAK | BELAGAVI | BELAGAVI | GHATAPRABHA | GHATAPRABHA | GHATAPRABHA-II
1384 | GHATAPRABHA_220KV | GHATAPRABHA_220KV | 121129089B | GHATAPRABHA_220KV | BANK-1 | F02 | B | F02-SHINDIKURABET | AGRICULTURE | BELAGAVI | MUDALAGI | BELAGAVI | BELAGAVI | GHATAPRABHA | GHATAPRABHA | GHATAPRABHA-II
1385 | GHATAPRABHA_220KV | GHATAPRABHA_220KV | 121129089C | GHATAPRABHA_220KV | BANK-1 | F03 | C | F03-RAJAPUR | AGRICULTURE | BELAGAVI | MUDALAGI | BELAGAVI | BELAGAVI | GHATAPRABHA | GHATAPRABHA | GHATAPRABHA-II
1386 | GHATAPRABHA_220KV | GHATAPRABHA_220KV | 121129089D | GHATAPRABHA_220KV | BANK-1 | F04 | D | F04-SATTIGERI THOTA | AGRICULTURE | BELAGAVI | MUDALAGI | BELAGAVI | BELAGAVI | GHATAPRABHA | GHATAPRABHA | GHATAPRABHA-II
1387 | GHATAPRABHA_220KV | GHATAPRABHA_220KV | 121129089E | GHATAPRABHA_220KV | BANK-1 | F05 | E | F05-DURDUNDI | AGRICULTURE | BELAGAVI | MUDALAGI | BELAGAVI | BELAGAVI | GHATAPRABHA | GHATAPRABHA | GHATAPRABHA-II
1388 | BAGALKOT_220KV | BAGALKOT_220KV | 122161409A | G HOSAKOTE_110KV | BANK-1 | F01 | A | F01-TONDIKATTI | AGRICULTURE | BELAGAVI | RAMDURG | BELAGAVI | BELAGAVI | RAMDURG | RAMDURG | SALAHALLI
1389 | BAGALKOT_220KV | BAGALKOT_220KV | 122161409B | G HOSAKOTE_110KV | BANK-1 | F04 | B | F04-NAIKAR SALA IP | AGRICULTURE | BELAGAVI | RAMDURG | BELAGAVI | BELAGAVI | RAMDURG | RAMDURG | SALAHALLI
1390 | BAGALKOT_220KV | BAGALKOT_220KV | 122161409C | G HOSAKOTE_110KV | BANK-2 | F07 | C | F07-GUTTIGOLI IP | AGRICULTURE | BELAGAVI | RAMDURG | BELAGAVI | BELAGAVI | RAMDURG | RAMDURG | SALAHALLI
1391 | BAGALKOT_220KV | BAGALKOT_220KV | 122161409D | G HOSAKOTE_110KV | BANK-2 | F09 | D | F09-KAMAKERI NJY | NJY | BELAGAVI | RAMDURG | BELAGAVI | BELAGAVI | RAMDURG | RAMDURG | SALAHALLI
1392 | BAGALKOT_220KV | BAGALKOT_220KV | 122161409E | G HOSAKOTE_110KV | BANK-2 | F10 | E | F10-KAMAKERI IP | AGRICULTURE | BELAGAVI | RAMDURG | BELAGAVI | BELAGAVI | RAMDURG | RAMDURG | SALAHALLI
1393 | BAGALKOT_220KV | BAGALKOT_220KV | 122161409F | G HOSAKOTE_110KV | BANK-1 | F05 | F | F05-HOSAKOTE IP | AGRICULTURE | BELAGAVI | RAMDURG | BELAGAVI | BELAGAVI | RAMDURG | RAMDURG | SALAHALLI
1394 | BAGALKOT_220KV | BAGALKOT_220KV | 122161409G | G HOSAKOTE_110KV | BANK-1 | F02 | G | F02-BUDNI IP | AGRICULTURE | BELAGAVI | RAMDURG | BELAGAVI | BELAGAVI | RAMDURG | RAMDURG | SALAHALLI
1395 | BAGALKOT_220KV | BAGALKOT_220KV | 122161409H | G HOSAKOTE_110KV | BANK-1 | F06 | H | F06-CHIPPALKATTI | AGRICULTURE | BELAGAVI | RAMDURG | BELAGAVI | BELAGAVI | RAMDURG | RAMDURG | SALAHALLI
1396 | BAGALKOT_220KV | BAGALKOT_220KV | 122161409I | G HOSAKOTE_110KV | BANK-2 | F11 | I | F11-KANASAGERI IP | AGRICULTURE | BELAGAVI | RAMDURG | BELAGAVI | BELAGAVI | RAMDURG | RAMDURG | SALAHALLI
1397 | BAGALKOT_220KV | BAGALKOT_220KV | 122161409J | G HOSAKOTE_110KV | BANK-2 | F12 | J | F12-SEEMI LAKKAMMA IP | AGRICULTURE | BELAGAVI | RAMDURG | BELAGAVI | BELAGAVI | RAMDURG | RAMDURG | SALAHALLI
1398 | BAGALKOT_220KV | BAGALKOT_220KV | 122161409K | G HOSAKOTE_110KV | BANK-1 | F03 | K | F03-ADAVI GAJANAN | AGRICULTURE | BELAGAVI | RAMDURG | BELAGAVI | BELAGAVI | RAMDURG | RAMDURG | SALAHALLI
1399 | BAGALKOT_220KV | BAGALKOT_220KV | 122161409L | G HOSAKOTE_110KV | BANK-2 | F08 | L | F08-GALESHWAR | AGRICULTURE | BELAGAVI | RAMDURG | BELAGAVI | BELAGAVI | RAMDURG | RAMDURG | SALAHALLI
1402 | VAJRAMATTI_220KV | BILAGI_110KV | 111910090A | GIRISAGAR_110KV | BANK-3 | F17 | A | F17-YATNATTI | AGRICULTURE | BAGALKOT | BILAGI | BELAGAVI | BAGALKOT | MUDHOL | BILAGI | ANAGAWADI
1403 | VAJRAMATTI_220KV | BILAGI_110KV | 111910090B | GIRISAGAR_110KV | BANK-3 | F14 | B | F14-HONNIHAL | AGRICULTURE | BAGALKOT | BILAGI | BELAGAVI | BAGALKOT | MUDHOL | BILAGI | ANAGAWADI
1404 | VAJRAMATTI_220KV | BILAGI_110KV | 111910090C | GIRISAGAR_110KV | BANK-1 | F03 | C | F03-BEERAKABBI-2 | AGRICULTURE | BAGALKOT | BILAGI | BELAGAVI | BAGALKOT | MUDHOL | BILAGI | BILAGI
1405 | VAJRAMATTI_220KV | BILAGI_110KV | 111910090D | GIRISAGAR_110KV | BANK-1 | F04 | D | F04-SANGAM | AGRICULTURE | BAGALKOT | BILAGI | BELAGAVI | BAGALKOT | MUDHOL | BILAGI | BILAGI
1406 | VAJRAMATTI_220KV | BILAGI_110KV | 111910090E | GIRISAGAR_110KV | BANK-1 | F05 | E | F05-LIS ROLLI-MANNIKERI | LIFT IRRIGATION | BAGALKOT | BILAGI | BELAGAVI | BAGALKOT | MUDHOL | BILAGI | BILAGI
1407 | VAJRAMATTI_220KV | BILAGI_110KV | 111910090F | GIRISAGAR_110KV | BANK-1 | F09 | F | F09-GIRISAGAR | AGRICULTURE | BAGALKOT | BILAGI | BELAGAVI | BAGALKOT | MUDHOL | BILAGI | BILAGI
1408 | VAJRAMATTI_220KV | BILAGI_110KV | 111910090G | GIRISAGAR_110KV | BANK-3 | F19 | G | F19-MANNIKERI-1 | AGRICULTURE | BAGALKOT | BILAGI | BELAGAVI | BAGALKOT | MUDHOL | BILAGI | ANAGAWADI
1409 | VAJRAMATTI_220KV | BILAGI_110KV | 111910090H | GIRISAGAR_110KV | BANK-2 | F07 | H | F07-MANNIKERI-2 | AGRICULTURE | BAGALKOT | BILAGI | BELAGAVI | BAGALKOT | MUDHOL | BILAGI | BILAGI
1410 | VAJRAMATTI_220KV | BILAGI_110KV | 111910090N | GIRISAGAR_110KV | BANK-3 | F18 | N | F18-BADARDINNI | AGRICULTURE | BAGALKOT | BILAGI | BELAGAVI | BAGALKOT | MUDHOL | BILAGI | ANAGAWADI
1411 | VAJRAMATTI_220KV | BILAGI_110KV | 111910090J | GIRISAGAR_110KV | BANK-2 | F10 | J | F10-KORTI | AGRICULTURE | BAGALKOT | BILAGI | BELAGAVI | BAGALKOT | MUDHOL | BILAGI | BILAGI
1412 | VAJRAMATTI_220KV | BILAGI_110KV | 111910090K | GIRISAGAR_110KV | BANK-2 | F11 | K | F11-ROLLI NJY | NJY | BAGALKOT | BILAGI | BELAGAVI | BAGALKOT | MUDHOL | BILAGI | BILAGI
1413 | VAJRAMATTI_220KV | BILAGI_110KV | 111910090L | GIRISAGAR_110KV | BANK-2 | F12 | L | F12-KANDAGAL NJY | NJY | BAGALKOT | BILAGI | BELAGAVI | BAGALKOT | MUDHOL | BILAGI | BILAGI
1414 | VAJRAMATTI_220KV | BILAGI_110KV | 111910090M | GIRISAGAR_110KV | BANK-2 | F08 | M | F08-TAKKALAKI | AGRICULTURE | BAGALKOT | BILAGI | BELAGAVI | BAGALKOT | MUDHOL | BILAGI | BILAGI
1415 | VAJRAMATTI_220KV | BILAGI_110KV | 111910090O | GIRISAGAR_110KV | BANK-1 | F01 | O | F01-OMKARESWARI | AGRICULTURE | BAGALKOT | BILAGI | BELAGAVI | BAGALKOT | MUDHOL | BILAGI | BILAGI
1416 | VAJRAMATTI_220KV | BILAGI_110KV | 111910090P | GIRISAGAR_110KV | BANK-2 | F13 | P | F13-HALAMMADEVI | AGRICULTURE | BAGALKOT | BILAGI | BELAGAVI | BAGALKOT | MUDHOL | BILAGI | BILAGI
1417 | VAJRAMATTI_220KV | BILAGI_110KV | 111910090Q | GIRISAGAR_110KV | BANK-3 | F16 | Q | F16-MARUTESWAR RIVER BED | AGRICULTURE | BAGALKOT | BILAGI | BELAGAVI | BAGALKOT | MUDHOL | BILAGI | ANAGAWADI
1418 | VAJRAMATTI_220KV | BILAGI_110KV | 111910090R | GIRISAGAR_110KV | BANK-3 | F15 | R | F15-SOMESHWAR | AGRICULTURE | BAGALKOT | BILAGI | BELAGAVI | BAGALKOT | MUDHOL | BILAGI | ANAGAWADI
1419 | VAJRAMATTI_220KV | BILAGI_110KV | 111910090S | GIRISAGAR_110KV | BANK-1 | F02 | S | F02-KANAKESHWAR | AGRICULTURE | BAGALKOT | BILAGI | BELAGAVI | BAGALKOT | MUDHOL | BILAGI | BILAGI RURAL
1420 | VAJRAMATTI_220KV | BILAGI_110KV | 111910090T | GIRISAGAR_110KV | BANK-1 | F06 | T | F06-GANGAMATA | AGRICULTURE | BAGALKOT | BILAGI | BELAGAVI | BAGALKOT | MUDHOL | BILAGI | BILAGI RURAL
1425 | GHATAPRABHA_220KV | GHATAPRABHA_220KV | 121130091V | GOKAK_110KV | BANK-1 | F01 | V | F01-PARANATTI IP | AGRICULTURE | BELAGAVI | GOKAK | BELAGAVI | BELAGAVI | GHATAPRABHA | GOKAK | GOKAK-R
1426 | GHATAPRABHA_220KV | GHATAPRABHA_220KV | 121130091B | GOKAK_110KV | BANK-1 | F02 | B | F02-AMBEDKAR CIRCLE | URBAN NDHQ | BELAGAVI | GOKAK | BELAGAVI | BELAGAVI | GHATAPRABHA | GOKAK | GOKAK(U)
1427 | GHATAPRABHA_220KV | GHATAPRABHA_220KV | 121130091C | GOKAK_110KV | BANK-1 | F03 | C | F03-VIVEKANAND NAGAR | URBAN NDHQ | BELAGAVI | GOKAK | BELAGAVI | BELAGAVI | GHATAPRABHA | GOKAK | GOKAK(U)
1428 | GHATAPRABHA_220KV | GHATAPRABHA_220KV | 121130091D | GOKAK_110KV | BANK-1 | F04 | D | F04-DOLLORS COLONY | URBAN NDHQ | BELAGAVI | GOKAK | BELAGAVI | BELAGAVI | GHATAPRABHA | GOKAK | GOKAK(U)
1429 | GHATAPRABHA_220KV | GHATAPRABHA_220KV | 121130091H | GOKAK_110KV | BANK-1 | F08 | H | F08-MELAVANKI NJY | NJY | BELAGAVI | GOKAK | BELAGAVI | BELAGAVI | GHATAPRABHA | GOKAK | LOLASUR
1431 | GHATAPRABHA_220KV | GHATAPRABHA_220KV | 121130091U | GOKAK_110KV | BANK-2 | F10 | U | F10-MALADINNI NJY | NJY | BELAGAVI | GOKAK | BELAGAVI | BELAGAVI | GHATAPRABHA | GOKAK | GOKAK-R
1432 | GHATAPRABHA_220KV | GHATAPRABHA_220KV | 121130091L | GOKAK_110KV | BANK-2 | F12 | L | F12-KHB | URBAN NDHQ | BELAGAVI | GOKAK | BELAGAVI | BELAGAVI | GHATAPRABHA | GOKAK | GOKAK(U)
1433 | GHATAPRABHA_220KV | GHATAPRABHA_220KV | 121130091M | GOKAK_110KV | BANK-2 | F13 | M | F13-HIRENANDI | AGRICULTURE | BELAGAVI | GOKAK | BELAGAVI | BELAGAVI | GHATAPRABHA | GOKAK | GOKAK-R
1434 | GHATAPRABHA_220KV | GHATAPRABHA_220KV | 121130091N | GOKAK_110KV | BANK-2 | F14 | N | F14-MAKKALGERI | AGRICULTURE | BELAGAVI | GOKAK | BELAGAVI | BELAGAVI | GHATAPRABHA | GOKAK | GOKAK-R
1435 | GHATAPRABHA_220KV | GHATAPRABHA_220KV | 121130091O | GOKAK_110KV | BANK-3 | F15 | O | F15-UPPARATTI | AGRICULTURE | BELAGAVI | GOKAK | BELAGAVI | BELAGAVI | GHATAPRABHA | GOKAK | GOKAK-R
1436 | GHATAPRABHA_220KV | GHATAPRABHA_220KV | 121130091P | GOKAK_110KV | BANK-1 | F09 | P | F09-SUGAR FACTORY NJY | NJY | BELAGAVI | GOKAK | BELAGAVI | BELAGAVI | GHATAPRABHA | GOKAK | LOLASUR
1437 | GHATAPRABHA_220KV | GHATAPRABHA_220KV | 121130091Q | GOKAK_110KV | BANK-3 | F17 | Q | F17-NAKA | URBAN NDHQ | BELAGAVI | GOKAK | BELAGAVI | BELAGAVI | GHATAPRABHA | GOKAK | GOKAK(U)
1438 | GHATAPRABHA_220KV | GHATAPRABHA_220KV | 121130091R | GOKAK_110KV | BANK-3 | F18 | R | F18-GURUWAR PETH | URBAN NDHQ | BELAGAVI | GOKAK | BELAGAVI | BELAGAVI | GHATAPRABHA | GOKAK | GOKAK(U)
1439 | GHATAPRABHA_220KV | GHATAPRABHA_220KV | 121130091T | GOKAK_110KV | BANK-3 | F16 | T | F16-SINGLAPUR IP | AGRICULTURE | BELAGAVI | GOKAK | BELAGAVI | BELAGAVI | GHATAPRABHA | GOKAK | LOLASUR
1440 | GHATAPRABHA_220KV | GHATAPRABHA_220KV | 121130091W | GOKAK_110KV | BANK-1 | F06 | W | F06-HANAMAPUR IP | AGRICULTURE | BELAGAVI | GOKAK | BELAGAVI | BELAGAVI | GHATAPRABHA | GOKAK | GOKAK RURAL
1441 | GHATAPRABHA_220KV | GHATAPRABHA_220KV | 121130091X | GOKAK_110KV | BANK-1 | F07 | X | F07-GOKAK GARDEN IP | AGRICULTURE | BELAGAVI | GOKAK | BELAGAVI | BELAGAVI | GHATAPRABHA | GOKAK | GOKAK(U)
1442 | GHATAPRABHA_220KV | GHATAPRABHA_220KV | 121130091Y | GOKAK_110KV | BANK-2 | F11 | Y | F11-HULIKATTI IP | AGRICULTURE | BELAGAVI | GOKAK | BELAGAVI | BELAGAVI | GHATAPRABHA | GOKAK | GOKAK RURAL
1444 | SIRSI_220KV | KUMTA_110KV | 272746092A | GOKARNA_33KV | BANK-1 | F01 | A | F01-MADANAGERI | RURAL | UTTAR KANNADA | KUMTA | HUBBALLI | SIRSI | HONNAVAR | KUMTA | GOKARNA
1445 | SIRSI_220KV | KUMTA_110KV | 272746092B | GOKARNA_33KV | BANK-1 | F02 | B | F02-GOKARNA | URBAN NDHQ | UTTAR KANNADA | KUMTA | HUBBALLI | SIRSI | HONNAVAR | KUMTA | GOKARNA
1446 | SIRSI_220KV | KUMTA_110KV | 272746092C | GOKARNA_33KV | BANK-1 | F03 | C | F03-TADADI | RURAL | UTTAR KANNADA | KUMTA | HUBBALLI | SIRSI | HONNAVAR | KUMTA | GOKARNA
1447 | SIRSI_220KV | KUMTA_110KV | 272746092D | GOKARNA_33KV | BANK-1 | F04 | D | F04-BANKIKODLA | RURAL | UTTAR KANNADA | KUMTA | HUBBALLI | SIRSI | HONNAVAR | KUMTA | GOKARNA
1448 | SIRSI_220KV | KUMTA_110KV | 272746092E | GOKARNA_33KV | BANK-2 | F05 | E | F05-BIJJUR | RURAL | UTTAR KANNADA | KUMTA | HUBBALLI | SIRSI | HONNAVAR | KUMTA | GOKARNA
1449 | SIRSI_220KV | KUMTA_110KV | 272746092F | GOKARNA_33KV | BANK-2 | F06 | F | F06-GANGAVALI | RURAL | UTTAR KANNADA | KUMTA | HUBBALLI | SIRSI | HONNAVAR | KUMTA | GOKARNA
1450 | SIRSI_220KV | KUMTA_110KV | 272746092G | GOKARNA_33KV | BANK-2 | F07 | G | F07-OM BEACH | RURAL | UTTAR KANNADA | KUMTA | HUBBALLI | SIRSI | HONNAVAR | KUMTA | GOKARNA
1453 | AHERI_220KV | SINDAGI_110KV | 181675093A | GOLAGERI_33KV | BANK-3 | F09 | A | F09-HONNALLI | AGRICULTURE | VIJAYAPUR | SINDAGI | BELAGAVI | VIJAYAPUR | INDI | SINDAGI | GOLAGERI
1454 | AHERI_220KV | SINDAGI_110KV | 181675093B | GOLAGERI_33KV | BANK-1 | F03 | B | F03-NANDAGIRI | AGRICULTURE | VIJAYAPUR | SINDAGI | BELAGAVI | VIJAYAPUR | INDI | SINDAGI | MORATAGI
1455 | AHERI_220KV | SINDAGI_110KV | 181675093C | GOLAGERI_33KV | BANK-1 | F05 | C | F05-VANDAL | AGRICULTURE | VIJAYAPUR | SINDAGI | BELAGAVI | VIJAYAPUR | INDI | SINDAGI | GOLAGERI
1456 | AHERI_220KV | SINDAGI_110KV | 181675093D | GOLAGERI_33KV | BANK-2 | F06 | D | F06-GOLAGERI | AGRICULTURE | VIJAYAPUR | SINDAGI | BELAGAVI | VIJAYAPUR | INDI | SINDAGI | GOLAGERI
1457 | AHERI_220KV | SINDAGI_110KV | 181675093E | GOLAGERI_33KV | BANK-1 | F02 | E | F02-SASABAL | AGRICULTURE | VIJAYAPUR | SINDAGI | BELAGAVI | VIJAYAPUR | INDI | SINDAGI | GOLAGERI
1458 | AHERI_220KV | SINDAGI_110KV | 181675093F | GOLAGERI_33KV | BANK-3 | F08 | F | F08-GOLAGERI NJY | NJY | VIJAYAPUR | SINDAGI | BELAGAVI | VIJAYAPUR | INDI | SINDAGI | GOLAGERI
1459 | AHERI_220KV | SINDAGI_110KV | 181675093G | GOLAGERI_33KV | BANK-3 | F11 | G | F11-DAVALAR IP | AGRICULTURE | VIJAYAPUR | SINDAGI | BELAGAVI | VIJAYAPUR | INDI | SINDAGI | GOLAGERI
1460 | AHERI_220KV | SINDAGI_110KV | 181675093H | GOLAGERI_33KV | BANK-1 | F01 | H | F01-SASABAL CANAL IP | AGRICULTURE | VIJAYAPUR | SINDAGI | BELAGAVI | VIJAYAPUR | INDI | SINDAGI | GOLAGERI
1461 | AHERI_220KV | SINDAGI_110KV | 181675093I | GOLAGERI_33KV | BANK-2 | F04 | I | F04-YALAGOD IP | AGRICULTURE | VIJAYAPUR | SINDAGI | BELAGAVI | VIJAYAPUR | INDI | SINDAGI | GOLAGERI
1462 | AHERI_220KV | SINDAGI_110KV | 181675093J | GOLAGERI_33KV | BANK-2 | F07 | J | F07-VANDAL NJY | NJY | VIJAYAPUR | SINDAGI | BELAGAVI | VIJAYAPUR | INDI | SINDAGI | GOLAGERI
1464 | AHERI_220KV | SINDAGI_110KV | 181675093K | GOLAGERI_33KV | BANK-3 | F10 | K | F10-KHANAPUR IP | AGRICULTURE | VIJAYAPUR | SINDAGI | BELAGAVI | VIJAYAPUR | INDI | SINDAGI | GOLAGERI
1465 | BIDNAL_220KV | BIDNAL_220KV | 251368094E | GOPANAKOPPA_110KV | BANK-1 | F05 | E | F05-SULLA EIP | AGRICULTURE | DHARWAD | HUBBALLI | HUBBALLI | HUBBALLI | HUBBALLI RURAL | HUBBALLI RSD | BYAHATTI
1466 | BIDNAL_220KV | BIDNAL_220KV | 251368094H | GOPANAKOPPA_110KV | BANK-2 | F07 | H | F07-BYAHATTI NJY | NJY | DHARWAD | HUBBALLI | HUBBALLI | HUBBALLI | HUBBALLI RURAL | HUBBALLI RSD | BYAHATTI
1467 | BIDNAL_220KV | BIDNAL_220KV | 251421094A | GOPANAKOPPA_110KV | BANK-1 | F01 | A | F01-H-TRUNK | URBAN DHQ | DHARWAD | HUBBALLI | HUBBALLI | HUBBALLI | HUBBALLI URBAN | HUBBALLI CSD-1 | VISHWESAR NAGAR
1468 | BIDNAL_220KV | BIDNAL_220KV | 251421094B | GOPANAKOPPA_110KV | BANK-1 | F02 | B | F02-G-TRUNK | URBAN DHQ | DHARWAD | HUBBALLI | HUBBALLI | HUBBALLI | HUBBALLI URBAN | HUBBALLI CSD-1 | GOPANAKOPPA
1469 | BIDNAL_220KV | BIDNAL_220KV | 251421094C | GOPANAKOPPA_110KV | BANK-1 | F03 | C | F03-BADAMI NAGAR | URBAN DHQ | DHARWAD | HUBBALLI | HUBBALLI | HUBBALLI | HUBBALLI URBAN | HUBBALLI CSD-1 | GOPANAKOPPA
1470 | BIDNAL_220KV | BIDNAL_220KV | 251421094D | GOPANAKOPPA_110KV | BANK-1 | F04 | D | F04-TULASI | URBAN DHQ | DHARWAD | HUBBALLI | HUBBALLI | HUBBALLI | HUBBALLI URBAN | HUBBALLI CSD-1 | VISHWESAR NAGAR
1472 | BIDNAL_220KV | BIDNAL_220KV | 251421094G | GOPANAKOPPA_110KV | BANK-2 | F08 | G | F08-L TRUNK | URBAN DHQ | DHARWAD | HUBBALLI | HUBBALLI | HUBBALLI | HUBBALLI URBAN | HUBBALLI CSD-1 | VISHWESAR NAGAR
1473 | BIDNAL_220KV | BIDNAL_220KV | 251421094I | GOPANAKOPPA_110KV | BANK-2 | F09 | I | F09-MADHURA PARK | URBAN DHQ | DHARWAD | HUBBALLI | HUBBALLI | HUBBALLI | HUBBALLI URBAN | HUBBALLI CSD-1 | GOPANAKOPPA
1474 | BIDNAL_220KV | BIDNAL_220KV | 251421094J | GOPANAKOPPA_110KV | BANK-3 | F10 | J | F10-HESCOM CORPORATE OFFICE | URBAN DHQ | DHARWAD | HUBBALLI | HUBBALLI | HUBBALLI | HUBBALLI URBAN | HUBBALLI CSD-1 | GOPANAKOPPA
1479 | GHATAPRABHA_220KV | GHATAPRABHA_220KV | 121130433A | GOSABAL_110KV | BANK-1 | F01 | A | F01-TAPASI NJY | NJY | BELAGAVI | GOKAK | BELAGAVI | BELAGAVI | GHATAPRABHA | GOKAK | MAMADAPUR
1480 | GHATAPRABHA_220KV | GHATAPRABHA_220KV | 121130433B | GOSABAL_110KV | BANK-1 | F02 | B | F02-BAGARNAL IP | AGRICULTURE | BELAGAVI | GOKAK | BELAGAVI | BELAGAVI | GHATAPRABHA | GOKAK | MAMADAPUR
1481 | GHATAPRABHA_220KV | GHATAPRABHA_220KV | 121130433C | GOSABAL_110KV | BANK-1 | F03 | C | F03-GOSABAL IP | AGRICULTURE | BELAGAVI | GOKAK | BELAGAVI | BELAGAVI | GHATAPRABHA | GOKAK | MAMADAPUR
1482 | GHATAPRABHA_220KV | GHATAPRABHA_220KV | 121130433D | GOSABAL_110KV | BANK-1 | F04 | D | F04-NINGAPUR IP | AGRICULTURE | BELAGAVI | GOKAK | BELAGAVI | BELAGAVI | GHATAPRABHA | GOKAK | MAMADAPUR
1483 | GHATAPRABHA_220KV | GHATAPRABHA_220KV | 121130433E | GOSABAL_110KV | BANK-1 | F05 | E | F05-STONE CRUSHER | INDUSTRIAL | BELAGAVI | GOKAK | BELAGAVI | BELAGAVI | GHATAPRABHA | GOKAK | MAMADAPUR
1484 | GHATAPRABHA_220KV | GHATAPRABHA_220KV | 121130433F | GOSABAL_110KV | BANK-1 | F06 | F | F06-BILAKUNDI IP | AGRICULTURE | BELAGAVI | GOKAK | BELAGAVI | BELAGAVI | GHATAPRABHA | GOKAK | MAMADAPUR
1485 | GHATAPRABHA_220KV | GHATAPRABHA_220KV | 121185433G | GOSABAL_110KV | BANK-2 | F07 | G | F07-NEW HONAKUPPI IP | AGRICULTURE | BELAGAVI | MUDALAGI | BELAGAVI | BELAGAVI | GHATAPRABHA | MUDALAGI | KULAGOD
1486 | GHATAPRABHA_220KV | GHATAPRABHA_220KV | 121185433H | GOSABAL_110KV | BANK-2 | F08 | H | F08-NEW MIRAL IP | AGRICULTURE | BELAGAVI | MUDALAGI | BELAGAVI | BELAGAVI | GHATAPRABHA | MUDALAGI | KULAGOD
1487 | GHATAPRABHA_220KV | GHATAPRABHA_220KV | 121185433J | GOSABAL_110KV | BANK-2 | F10 | J | F10-NEW KALLIGUDDI IP | AGRICULTURE | BELAGAVI | GOKAK | BELAGAVI | BELAGAVI | GHATAPRABHA | MUDALAGI | KULAGOD
1488 | GHATAPRABHA_220KV | GHATAPRABHA_220KV | 121185433K | GOSABAL_110KV | BANK-2 | F11 | K | F11-MAHANTESHWAR TEMPLE | AGRICULTURE | BELAGAVI | GOKAK | BELAGAVI | BELAGAVI | GHATAPRABHA | MUDALAGI | KULAGOD
1489 | GHATAPRABHA_220KV | GHATAPRABHA_220KV | 121185433L | GOSABAL_110KV | BANK-2 | F12 | L | F12-KAREMMA TEMPLE | AGRICULTURE | BELAGAVI | GOKAK | BELAGAVI | BELAGAVI | GHATAPRABHA | MUDALAGI | KULAGOD
1492 | ATHANI_220KV | TODALABAGI_110KV | 111741466F | GOTE_110KV | BANK-1 | F07 | F | F07-DARGA IP | AGRICULTURE | BAGALKOT | JAMAKHANDI | BELAGAVI | BAGALKOT | JAMAKHANDI | JAMAKHANDI | TODALABAGI
1493 | ATHANI_220KV | TODALABAGI_110KV | 111741466A | GOTE_110KV | BANK-1 | F01 | A | F01-GOTE NJY | NJY | BAGALKOT | JAMAKHANDI | BELAGAVI | BAGALKOT | JAMAKHANDI | JAMAKHANDI | TODALABAGI
1494 | ATHANI_220KV | TODALABAGI_110KV | 111741466G | GOTE_110KV | BANK-1 | F06 | G | F06-DODDAKERE IP | AGRICULTURE | BAGALKOT | JAMAKHANDI | BELAGAVI | BAGALKOT | JAMAKHANDI | JAMAKHANDI | TODALABAGI
1495 | ATHANI_220KV | TODALABAGI_110KV | 111741466I | GOTE_110KV | BANK-2 | F09 | I | F09-KALMESHWAR IP | AGRICULTURE | BAGALKOT | JAMAKHANDI | BELAGAVI | BAGALKOT | JAMAKHANDI | JAMAKHANDI | SAVALAGI
1496 | ATHANI_220KV | TODALABAGI_110KV | 111741466H | GOTE_110KV | BANK-2 | F10 | H | F10-BASAVESHWAR IP | AGRICULTURE | BAGALKOT | JAMAKHANDI | BELAGAVI | BAGALKOT | JAMAKHANDI | JAMAKHANDI | SAVALAGI
1497 | ATHANI_220KV | TODALABAGI_110KV | 111741466J | GOTE_110KV | BANK-2 | F08 | J | F08-KASHILINGESHWAR IP | AGRICULTURE | BAGALKOT | JAMAKHANDI | BELAGAVI | BAGALKOT | JAMAKHANDI | JAMAKHANDI | TODALABAGI
1498 | ATHANI_220KV | TODALABAGI_110KV | 111741466K | GOTE_110KV | BANK-2 | F11 | K | F11-KORAVANJI GUDI IP | AGRICULTURE | BAGALKOT | JAMAKHANDI | BELAGAVI | BAGALKOT | JAMAKHANDI | JAMAKHANDI | TODALABAGI
1499 | ATHANI_220KV | TODALABAGI_110KV | 111741466L | GOTE_110KV | BANK-2 | F12 | L | F12-KEMMAN MADDI IP | AGRICULTURE | BAGALKOT | JAMAKHANDI | BELAGAVI | BAGALKOT | JAMAKHANDI | JAMAKHANDI | TODALABAGI
1504 | RANEBENNUR_220KV | RANEBENNUR_220KV | 242262095A | GUDGUR-MAIDUR_33KV | BANK-3 | F12 | A | F12-DEVRGUDDA | AGRICULTURE | HAVERI | RANEBENNUR | HUBBALLI | HAVERI | RANEBENNUR | RANEBENNUR-1 | RURAL-1
1505 | RANEBENNUR_220KV | RANEBENNUR_220KV | 242262095B | GUDGUR-MAIDUR_33KV | BANK-1 | F02 | B | F02-KUDARIHAL WS | WATER SUPPLY | HAVERI | RANEBENNUR | HUBBALLI | HAVERI | RANEBENNUR | RANEBENNUR-1 | HONNATTI
1506 | RANEBENNUR_220KV | RANEBENNUR_220KV | 242262095C | GUDGUR-MAIDUR_33KV | BANK-1 | F03 | C | F03-BEVINAHALLI | AGRICULTURE | HAVERI | RANEBENNUR | HUBBALLI | HAVERI | RANEBENNUR | RANEBENNUR-1 | RURAL-1
1507 | RANEBENNUR_220KV | RANEBENNUR_220KV | 242262095D | GUDGUR-MAIDUR_33KV | BANK-1 | F04 | D | F04-CHOUDAYADANAYAPUR | AGRICULTURE | HAVERI | RANEBENNUR | HUBBALLI | HAVERI | RANEBENNUR | RANEBENNUR-1 | HONNATTI
1508 | RANEBENNUR_220KV | RANEBENNUR_220KV | 242262095E | GUDGUR-MAIDUR_33KV | BANK-2 | F05 | E | F05-GANGAPUR/GUDAGUR | AGRICULTURE | HAVERI | RANEBENNUR | HUBBALLI | HAVERI | RANEBENNUR | RANEBENNUR-1 | HONNATTI
1509 | RANEBENNUR_220KV | RANEBENNUR_220KV | 242262095F | GUDGUR-MAIDUR_33KV | BANK-2 | F06 | F | F06-KUDARIHAL | AGRICULTURE | HAVERI | RANEBENNUR | HUBBALLI | HAVERI | RANEBENNUR | RANEBENNUR-1 | HONNATTI
1510 | RANEBENNUR_220KV | RANEBENNUR_220KV | 242262095H | GUDGUR-MAIDUR_33KV | BANK-2 | F08 | H | F08-HARANGIRI | AGRICULTURE | HAVERI | RANEBENNUR | HUBBALLI | HAVERI | RANEBENNUR | RANEBENNUR-1 | HONNATTI
1511 | RANEBENNUR_220KV | RANEBENNUR_220KV | 242262095I | GUDGUR-MAIDUR_33KV | BANK-2 | F09 | I | F09-CHOUDAYADANAYAPUR NJY | NJY | HAVERI | RANEBENNUR | HUBBALLI | HAVERI | RANEBENNUR | RANEBENNUR-1 | HONNATTI
1512 | RANEBENNUR_220KV | RANEBENNUR_220KV | 242262095J | GUDGUR-MAIDUR_33KV | BANK-1 | F10 | J | F10-GANGAPUR NJY | NJY | HAVERI | RANEBENNUR | HUBBALLI | HAVERI | RANEBENNUR | RANEBENNUR-1 | RURAL-1
1513 | RANEBENNUR_220KV | RANEBENNUR_220KV | 242262095N | GUDGUR-MAIDUR_33KV | BANK-2 | F07 | N | F07-SRI MALTESH NJY | NJY | HAVERI | RANEBENNUR | HUBBALLI | HAVERI | RANEBENNUR | RANEBENNUR-1 | RURAL-1
1514 | RANEBENNUR_220KV | RANEBENNUR_220KV | 242262095O | GUDGUR-MAIDUR_33KV | BANK-3 | F15 | O | F15-GUDDADANVERI | AGRICULTURE | HAVERI | RANEBENNUR | HUBBALLI | HAVERI | RANEBENNUR | RANEBENNUR-1 | RURAL-1
1515 | RANEBENNUR_220KV | RANEBENNUR_220KV | 242262095P | GUDGUR-MAIDUR_33KV | BANK-3 | F14 | P | F14-HULLATTI ANJANEYA NJY | NJY | HAVERI | RANEBENNUR | HUBBALLI | HAVERI | RANEBENNUR | RANEBENNUR-1 | RURAL-1
1516 | RANEBENNUR_220KV | RANEBENNUR_220KV | 242262095Q | GUDGUR-MAIDUR_33KV | BANK-3 | F13 | Q | F13-CHANNAPUR THANDA IP | AGRICULTURE | HAVERI | RANEBENNUR | HUBBALLI | HAVERI | RANEBENNUR | RANEBENNUR-1 | RURAL-1
1517 | RANEBENNUR_220KV | RANEBENNUR_220KV | 242262095R | GUDGUR-MAIDUR_33KV | BANK-1 | F01 | R | F01-SIDDAROOD | AGRICULTURE | HAVERI | RANEBENNUR | HUBBALLI | HAVERI | RANEBENNUR | RANEBENNUR-1 | RURAL-1
1518 | GADAG_220KV | LAXMESHWAR_110KV | 251347398A | GUDAGERI_33KV | BANK-1 | F01 | A | F01-GOUDAGERI IP | AGRICULTURE | DHARWAD | KUNDGOL | HUBBALLI | HUBBALLI | HUBBALLI RURAL | KUNDGOL | GUDAGERI
1519 | GADAG_220KV | LAXMESHWAR_110KV | 251347398B | GUDAGERI_33KV | BANK-1 | F02 | B | F02-GOUDAGERI NJY | NJY | DHARWAD | KUNDGOL | HUBBALLI | HUBBALLI | HUBBALLI RURAL | KUNDGOL | GUDAGERI
1520 | GADAG_220KV | LAXMESHWAR_110KV | 251347398C | GUDAGERI_33KV | BANK-1 | F03 | C | F03-GUDAGERI IP | AGRICULTURE | DHARWAD | KUNDGOL | HUBBALLI | HUBBALLI | HUBBALLI RURAL | KUNDGOL | GUDAGERI
1521 | GADAG_220KV | LAXMESHWAR_110KV | 251347398D | GUDAGERI_33KV | BANK-2 | F04 | D | F04-GUDAGERI NJY | NJY | DHARWAD | KUNDGOL | HUBBALLI | HUBBALLI | HUBBALLI RURAL | KUNDGOL | GUDAGERI
1522 | GADAG_220KV | LAXMESHWAR_110KV | 251347398E | GUDAGERI_33KV | BANK-2 | F05 | E | F05-KALASA IP | AGRICULTURE | DHARWAD | KUNDGOL | HUBBALLI | HUBBALLI | HUBBALLI RURAL | KUNDGOL | GUDAGERI
1523 | GADAG_220KV | LAXMESHWAR_110KV | 251347398F | GUDAGERI_33KV | BANK-2 | F06 | F | F06-KALASA NJY | NJY | DHARWAD | KUNDGOL | HUBBALLI | HUBBALLI | HUBBALLI RURAL | KUNDGOL | GUDAGERI
1527 | KUSHTAGI_220KV | ILKAL_110KV | 110339096G | GUDUR_33KV | BANK-1 | F01 | G | F01-BHIMANGAD NJY | NJY | BAGALKOT | ILKAL | BELAGAVI | BAGALKOT | BAGALKOT | HUNAGUND | GUDUR
1528 | KUSHTAGI_220KV | ILKAL_110KV | 110339096B | GUDUR_33KV | BANK-2 | F04 | B | F04-CHIKKANAL | AGRICULTURE | BAGALKOT | HUNGUND | BELAGAVI | BAGALKOT | BAGALKOT | HUNAGUND | GUDUR
1529 | KUSHTAGI_220KV | ILKAL_110KV | 110339096C | GUDUR_33KV | BANK-1 | F02 | C | F02-MURUDI | AGRICULTURE | BAGALKOT | HUNGUND | BELAGAVI | BAGALKOT | BAGALKOT | HUNAGUND | GUDUR
1530 | KUSHTAGI_220KV | ILKAL_110KV | 110339096D | GUDUR_33KV | BANK-1 | F03 | D | F03-GUDUR NJY | NJY | BAGALKOT | HUNGUND | BELAGAVI | BAGALKOT | BAGALKOT | HUNAGUND | GUDUR
1531 | KUSHTAGI_220KV | ILKAL_110KV | 110339096E | GUDUR_33KV | BANK-2 | F05 | E | F05-WADAGERI | AGRICULTURE | BAGALKOT | HUNGUND | BELAGAVI | BAGALKOT | BAGALKOT | HUNAGUND | GUDUR
1532 | KUSHTAGI_220KV | ILKAL_110KV | 110339096F | GUDUR_33KV | BANK-2 | F06 | F | F06-DAMMUR NJY | NJY | BAGALKOT | HUNGUND | BELAGAVI | BAGALKOT | BAGALKOT | HUNAGUND | GUDUR
1534 | BAGALKOT_220KV | BAGALKOT_220KV | 110331097L | GULEDAGUDD_110KV | BANK-1 | F01 | L | F01-BUDINAGAD | AGRICULTURE | BAGALKOT | GULEDGUDDA | BELAGAVI | BAGALKOT | BAGALKOT | GULEDAGUDD | GULEDAGUDD
1535 | BAGALKOT_220KV | BAGALKOT_220KV | 110331097C | GULEDAGUDD_110KV | BANK-1 | F02 | C | F02-NAGARAL | AGRICULTURE | BAGALKOT | BADAMI | BELAGAVI | BAGALKOT | BAGALKOT | GULEDAGUDD | GULEDAGUDD
1536 | BAGALKOT_220KV | BAGALKOT_220KV | 110331097D | GULEDAGUDD_110KV | BANK-1 | F03 | D | F03-NANDIKESHWAR | AGRICULTURE | BAGALKOT | BADAMI | BELAGAVI | BAGALKOT | BAGALKOT | GULEDAGUDD | GULEDAGUDD
1537 | BAGALKOT_220KV | BAGALKOT_220KV | 110331097A | GULEDAGUDD_110KV | BANK-1 | F04 | A | F04-GULEDGUDD | URBAN NDHQ | BAGALKOT | BADAMI | BELAGAVI | BAGALKOT | BAGALKOT | GULEDAGUDD | GULEDAGUDD
1538 | BAGALKOT_220KV | BAGALKOT_220KV | 110331097J | GULEDAGUDD_110KV | BANK-2 | F05 | J | F05-ASANGI NJY | NJY | BAGALKOT | GULEDGUDDA | BELAGAVI | BAGALKOT | BAGALKOT | GULEDAGUDD | GULEDAGUDD
1539 | BAGALKOT_220KV | BAGALKOT_220KV | 110331097B | GULEDAGUDD_110KV | BANK-2 | F06 | B | F06-HALADUR | AGRICULTURE | BAGALKOT | GULEDGUDDA | BELAGAVI | BAGALKOT | BAGALKOT | GULEDAGUDD | GULEDAGUDD
1540 | BAGALKOT_220KV | BAGALKOT_220KV | 110331097H | GULEDAGUDD_110KV | BANK-2 | F07 | H | F07-INJANWARI | AGRICULTURE | BAGALKOT | BADAMI | BELAGAVI | BAGALKOT | BAGALKOT | GULEDAGUDD | GULEDAGUDD
1541 | BAGALKOT_220KV | BAGALKOT_220KV | 110331097I | GULEDAGUDD_110KV | BANK-2 | F08 | I | F08-TOGUNASHI NJY | NJY | BAGALKOT | GULEDGUDDA | BELAGAVI | BAGALKOT | BAGALKOT | GULEDAGUDD | GULEDAGUDD
1542 | BAGALKOT_220KV | BAGALKOT_220KV | 110331097K | GULEDAGUDD_110KV | BANK-2 | F09 | K | F09-MUKESHWARI TOWN | URBAN NDHQ | BAGALKOT | GULEDGUDDA | BELAGAVI | BAGALKOT | BAGALKOT | GULEDAGUDD | GULEDAGUDD
1545 | KARWAR_220KV | ANKOLA(BALEGULI)_110KV | 272379413A | GULLAPUR_33KV | BANK-1 | F02 | A | F02-ARBAIL | RURAL | UTTAR KANNADA | YELLAPUR | HUBBALLI | SIRSI | SIRSI | YELLAPUR | RURAL
1546 | KARWAR_220KV | ANKOLA(BALEGULI)_110KV | 272379413B | GULLAPUR_33KV | BANK-1 | F01 | B | F01-MAVINAMANE | RURAL | UTTAR KANNADA | YELLAPUR | HUBBALLI | SIRSI | SIRSI | YELLAPUR | RURAL
1547 | KARWAR_220KV | ANKOLA(BALEGULI)_110KV | 272376413C | GULLAPUR_33KV | BANK-1 | F03 | C | F03-DHORANAGERI | RURAL | UTTAR KANNADA | SIRSI | HUBBALLI | SIRSI | SIRSI | SIRSI | HULEKAL
1548 | KARWAR_220KV | ANKOLA(BALEGULI)_110KV | 272379413D | GULLAPUR_33KV | BANK-1 | F04 | D | F04-HALAVALLI | RURAL | UTTAR KANNADA | ANKOLA | HUBBALLI | SIRSI | KARWAR | ANKOLA | S.O.2
1551 | HAVERI_220KV | HAVERI_220KV | 241235098A | GUTTAL_110KV | BANK-1 | F11 | A | F11-HAVERI WATER SUPPLY | WATER SUPPLY | HAVERI | HAVERI | HUBBALLI | HAVERI | HAVERI | HAVERI | GUTTAL
1552 | HAVERI_220KV | HAVERI_220KV | 241235098B | GUTTAL_110KV | BANK-1 | F02 | B | F02-HAVANUR | AGRICULTURE | HAVERI | HAVERI | HUBBALLI | HAVERI | HAVERI | HAVERI | GUTTAL
1553 | HAVERI_220KV | HAVERI_220KV | 241235098C | GUTTAL_110KV | BANK-1 | F03 | C | F03-NEGALUR | AGRICULTURE | HAVERI | HAVERI | HUBBALLI | HAVERI | HAVERI | HAVERI | GUTTAL
1554 | HAVERI_220KV | HAVERI_220KV | 241235098D | GUTTAL_110KV | BANK-1 | F04 | D | F04-TANDA | AGRICULTURE | HAVERI | HAVERI | HUBBALLI | HAVERI | HAVERI | HAVERI | GUTTAL
1555 | HAVERI_220KV | HAVERI_220KV | 241235098E | GUTTAL_110KV | BANK-2 | F05 | E | F05-KANCHARGATTI | AGRICULTURE | HAVERI | HAVERI | HUBBALLI | HAVERI | HAVERI | HAVERI | GUTTAL
1556 | HAVERI_220KV | HAVERI_220KV | 241235098F | GUTTAL_110KV | BANK-2 | F06 | F | F06-KURAGUNDA | AGRICULTURE | HAVERI | HAVERI | HUBBALLI | HAVERI | HAVERI | HAVERI | GUTTAL
1557 | HAVERI_220KV | HAVERI_220KV | 241235098G | GUTTAL_110KV | BANK-2 | F10 | G | F10-BHARADI NJY | NJY | HAVERI | HAVERI | HUBBALLI | HAVERI | HAVERI | HAVERI | GUTTAL
1558 | HAVERI_220KV | HAVERI_220KV | 241235098H | GUTTAL_110KV | BANK-2 | F08 | H | F08-KERE | AGRICULTURE | HAVERI | HAVERI | HUBBALLI | HAVERI | HAVERI | HAVERI | GUTTAL
1559 | HAVERI_220KV | HAVERI_220KV | 241235098I | GUTTAL_110KV | BANK-2 | F09 | I | F09-GUTTAL NJY | NJY | HAVERI | HAVERI | HUBBALLI | HAVERI | HAVERI | HAVERI | GUTTAL
1560 | HAVERI_220KV | HAVERI_220KV | 241235098J | GUTTAL_110KV | BANK-2 | F07 | J | F07-KODABAL NJY | NJY | HAVERI | HAVERI | HUBBALLI | HAVERI | HAVERI | HAVERI | GUTTAL
1561 | HAVERI_220KV | HAVERI_220KV | 241235098K | GUTTAL_110KV | BANK-1 | F01 | K | F01-HOUNSHI | AGRICULTURE | HAVERI | HAVERI | HUBBALLI | HAVERI | HAVERI | HAVERI | GUTTAL
1563 | GHATAPRABHA_220KV | PG_HUNASHYAL_110KV | 121130464A | HADAGINAL_110KV | BANK-1 | F01 | A | F01-HADIGINAL RIVER BED | AGRICULTURE | BELAGAVI | GOKAK | BELAGAVI | BELAGAVI | GHATAPRABHA | GOKAK | LOLASUR
1564 | GHATAPRABHA_220KV | PG_HUNASHYAL_110KV | 121130464B | HADAGINAL_110KV | BANK-1 | F02 | B | F02-UDAGATTI RIVER BED | AGRICULTURE | BELAGAVI | GOKAK | BELAGAVI | BELAGAVI | GHATAPRABHA | GOKAK | LOLASUR
1565 | GHATAPRABHA_220KV | PG_HUNASHYAL_110KV | 121130464C | HADAGINAL_110KV | BANK-1 | F03 | C | F03-TAPASI IP | AGRICULTURE | BELAGAVI | GOKAK | BELAGAVI | BELAGAVI | GHATAPRABHA | GOKAK | MAMADAPUR
1566 | GHATAPRABHA_220KV | PG_HUNASHYAL_110KV | 121130464D | HADAGINAL_110KV | BANK-1 | F04 | D | F04-SAJJIHAL IP | AGRICULTURE | BELAGAVI | GOKAK | BELAGAVI | BELAGAVI | GHATAPRABHA | GOKAK | MAMADAPUR
1567 | GHATAPRABHA_220KV | PG_HUNASHYAL_110KV | 121130464E | HADAGINAL_110KV | BANK-1 | F05 | E | F05-NAGALING NAGAR | AGRICULTURE | BELAGAVI | GOKAK | BELAGAVI | BELAGAVI | GHATAPRABHA | GOKAK | LOLASUR
1568 | GHATAPRABHA_220KV | PG_HUNASHYAL_110KV | 121130464G | HADAGINAL_110KV | BANK-2 | F07 | G | F07-NALLANATTI | AGRICULTURE | BELAGAVI | GOKAK | BELAGAVI | BELAGAVI | GHATAPRABHA | GOKAK | LOLASUR
1569 | GHATAPRABHA_220KV | PG_HUNASHYAL_110KV | 121130464H | HADAGINAL_110KV | BANK-2 | F08 | H | F08-CHIGADOLLI RIVER BED | AGRICULTURE | BELAGAVI | GOKAK | BELAGAVI | BELAGAVI | GHATAPRABHA | GOKAK | LOLASUR
1570 | GHATAPRABHA_220KV | PG_HUNASHYAL_110KV | 121130464I | HADAGINAL_110KV | BANK-2 | F09 | I | F09-MELAVANKI RIVER BED | AGRICULTURE | BELAGAVI | GOKAK | BELAGAVI | BELAGAVI | GHATAPRABHA | GOKAK | LOLASUR
1571 | GHATAPRABHA_220KV | PG_HUNASHYAL_110KV | 121130464K | HADAGINAL_110KV | BANK-2 | F10 | K | F10-UDAGATTI NJY | NJY | BELAGAVI | GOKAK | BELAGAVI | BELAGAVI | GHATAPRABHA | GOKAK | LOLASUR
1572 | GHATAPRABHA_220KV | PG_HUNASHYAL_110KV | 121130464L | HADAGINAL_110KV | BANK-2 | F12 | L | F12-ADIBATTI IP | AGRICULTURE | BELAGAVI | GOKAK | BELAGAVI | BELAGAVI | GHATAPRABHA | GOKAK | LOLASUR
1573 | GHATAPRABHA_220KV | PG_HUNASHYAL_110KV | 121130464M | HADAGINAL_110KV | BANK-1 | F06 | M | F06-KALMADI IP | AGRICULTURE | BELAGAVI | GOKAK | BELAGAVI | BELAGAVI | GHATAPRABHA | GOKAK | MAMADAPUR
1574 | GHATAPRABHA_220KV | PG_HUNASHYAL_110KV | 121130464N | HADAGINAL_110KV | BANK-2 | F11 | N | F11-MALADINNI IP | AGRICULTURE | BELAGAVI | GOKAK | BELAGAVI | BELAGAVI | GHATAPRABHA | GOKAK | GOKAK RURAL
1575 | B.BAGEWADI_220KV | B.BAGEWADI_220KV | 180204099A | H.HIPPARAGI_33KV | BANK-3 | F09 | A | F09-WADAWADAGI | AGRICULTURE | VIJAYAPUR | B.BAGEWADI | BELAGAVI | VIJAYAPUR | B.BAGEWADI | B.BAGEWADI | H.HIPPARAGI
1576 | B.BAGEWADI_220KV | B.BAGEWADI_220KV | 180204099B | H.HIPPARAGI_33KV | BANK-1 | F02 | B | F02-YALAWAR LINK LINE | AGRICULTURE | VIJAYAPUR | B.BAGEWADI | BELAGAVI | VIJAYAPUR | B.BAGEWADI | B.BAGEWADI | INGALESHWAR
1577 | B.BAGEWADI_220KV | B.BAGEWADI_220KV | 180204099C | H.HIPPARAGI_33KV | BANK-2 | F05 | C | F05-KUDARI SALAVADAGI NJY | NJY | VIJAYAPUR | B.BAGEWADI | BELAGAVI | VIJAYAPUR | B.BAGEWADI | B.BAGEWADI | H.HIPPARAGI & INGALESHWAR
1578 | B.BAGEWADI_220KV | B.BAGEWADI_220KV | 180204099D | H.HIPPARAGI_33KV | BANK-1 | F04 | D | F04-H.HIPPARAGI | AGRICULTURE | VIJAYAPUR | B.BAGEWADI | BELAGAVI | VIJAYAPUR | B.BAGEWADI | B.BAGEWADI | H.HIPPARAGI
1579 | B.BAGEWADI_220KV | B.BAGEWADI_220KV | 180204099E | H.HIPPARAGI_33KV | BANK-1 | F03 | E | F03-K.SALAWADAGI IP | AGRICULTURE | VIJAYAPUR | B.BAGEWADI | BELAGAVI | VIJAYAPUR | B.BAGEWADI | B.BAGEWADI | H.HIPPARAGI
1580 | B.BAGEWADI_220KV | B.BAGEWADI_220KV | 180204099F | H.HIPPARAGI_33KV | BANK-2 | F06 | F | F06-H.HIPPRAGI NJY | NJY | VIJAYAPUR | B.BAGEWADI | BELAGAVI | VIJAYAPUR | B.BAGEWADI | B.BAGEWADI | H.HIPPARAGI
1581 | B.BAGEWADI_220KV | B.BAGEWADI_220KV | 180204099G | H.HIPPARAGI_33KV | BANK-2 | F07 | G | F07-HUNSHYAL | AGRICULTURE | VIJAYAPUR | B.BAGEWADI | BELAGAVI | VIJAYAPUR | B.BAGEWADI | B.BAGEWADI | H.HIPPARAGI
1582 | B.BAGEWADI_220KV | B.BAGEWADI_220KV | 180204099H | H.HIPPARAGI_33KV | BANK-2 | F08 | H | F08-PARAMANANDA TEMPLE IP | AGRICULTURE | VIJAYAPUR | B.BAGEWADI | BELAGAVI | VIJAYAPUR | B.BAGEWADI | B.BAGEWADI | H.HIPPARAGI
1583 | B.BAGEWADI_220KV | B.BAGEWADI_220KV | 180204099I | H.HIPPARAGI_33KV | BANK-3 | F11 | I | F11-AGASBAL | AGRICULTURE | VIJAYAPUR | B.BAGEWADI | BELAGAVI | VIJAYAPUR | B.BAGEWADI | B.BAGEWADI | H.HIPPARAGI
1584 | B.BAGEWADI_220KV | B.BAGEWADI_220KV | 180204099J | H.HIPPARAGI_33KV | BANK-1 | F01 | J | F01-WADAWADAGI NJY | NJY | VIJAYAPUR | B.BAGEWADI | BELAGAVI | VIJAYAPUR | B.BAGEWADI | B.BAGEWADI | H.HIPPARAGI
1585 | B.BAGEWADI_220KV | B.BAGEWADI_220KV | 180204099K | H.HIPPARAGI_33KV | BANK-3 | F10 | K | F10-BYAKOD | AGRICULTURE | VIJAYAPUR | B.BAGEWADI | BELAGAVI | VIJAYAPUR | B.BAGEWADI | B.BAGEWADI | H.HIPPARAGI
1586 | B.BAGEWADI_220KV | B.BAGEWADI_220KV | 180204099L | H.HIPPARAGI_33KV | BANK-3 | F12 | L | F12-BYAKOD NJY | NJY | VIJAYAPUR | B.BAGEWADI | BELAGAVI | VIJAYAPUR | B.BAGEWADI | B.BAGEWADI | H.HIPPARAGI
1589 | RANEBENNUR_220KV | RANEBENNUR_220KV | 242263100A | HALAGRI_33KV | BANK-1 | F01 | A | F01-ALADAKATTI | AGRICULTURE | HAVERI | RANEBENNUR | HUBBALLI | HAVERI | RANEBENNUR | RANEBENNUR-2 | HALAGERI
1590 | RANEBENNUR_220KV | RANEBENNUR_220KV | 242263100B | HALAGRI_33KV | BANK-1 | F02 | B | F02-ANAND MILL | INDUSTRIAL | HAVERI | RANEBENNUR | HUBBALLI | HAVERI | RANEBENNUR | RANEBENNUR-2 | HALAGERI
1591 | RANEBENNUR_220KV | RANEBENNUR_220KV | 242263100C | HALAGRI_33KV | BANK-2 | F03 | C | F03-HALAGARI TOWN NJY | NJY | HAVERI | RANEBENNUR | HUBBALLI | HAVERI | RANEBENNUR | RANEBENNUR-2 | HALAGERI
1592 | RANEBENNUR_220KV | RANEBENNUR_220KV | 242263100D | HALAGRI_33KV | BANK-2 | F07 | D | F07-ANTARVALLI | AGRICULTURE | HAVERI | RANEBENNUR | HUBBALLI | HAVERI | RANEBENNUR | RANEBENNUR-2 | ITAGI
1593 | RANEBENNUR_220KV | RANEBENNUR_220KV | 242263100E | HALAGRI_33KV | BANK-2 | F05 | E | F05-BENAKANKONDA | AGRICULTURE | HAVERI | RANEBENNUR | HUBBALLI | HAVERI | RANEBENNUR | RANEBENNUR-2 | HALAGERI
1594 | RANEBENNUR_220KV | RANEBENNUR_220KV | 242263100F | HALAGRI_33KV | BANK-1 | F06 | F | F06-KUSUGUR | AGRICULTURE | HAVERI | RANEBENNUR | HUBBALLI | HAVERI | RANEBENNUR | RANEBENNUR-2 | HALAGERI
1595 | RANEBENNUR_220KV | RANEBENNUR_220KV | 242263100G | HALAGRI_33KV | BANK-1 | F04 | G | F04-NITTUR NJY | NJY | HAVERI | RANEBENNUR | HUBBALLI | HAVERI | RANEBENNUR | RANEBENNUR-2 | ITAGI
1596 | RANEBENNUR_220KV | RANEBENNUR_220KV | 242263100H | HALAGRI_33KV | BANK-2 | F08 | H | F08-DANDAGIHALLI NJY | NJY | HAVERI | RANEBENNUR | HUBBALLI | HAVERI | RANEBENNUR | RANEBENNUR-2 | HALAGERI
1597 | VAJRAMATTI_220KV | KDJAMBAGI_110KV | 111949376M | HALAKI_110KV | BANK-1 | F01 | M | F01-KARIYAMMADEVI | AGRICULTURE | BAGALKOT | MUDHOL | BELAGAVI | BAGALKOT | MUDHOL | LOKAPUR | CHICHAKHANDI
1598 | VAJRAMATTI_220KV | KDJAMBAGI_110KV | 111949376A | HALAKI_110KV | BANK-1 | F08 | A | F08-BOMMANA BUDNI | AGRICULTURE | BAGALKOT | MUDHOL | BELAGAVI | BAGALKOT | MUDHOL | LOKAPUR | CHICHAKHANDI
1599 | VAJRAMATTI_220KV | KDJAMBAGI_110KV | 111949376B | HALAKI_110KV | BANK-1 | F02 | B | F02-INDUSTRIAL | INDUSTRIAL | BAGALKOT | MUDHOL | BELAGAVI | BAGALKOT | MUDHOL | LOKAPUR | LOKAPUR
1600 | VAJRAMATTI_220KV | KDJAMBAGI_110KV | 111949376C | HALAKI_110KV | BANK-1 | F03 | C | F03-KANASAGERE | AGRICULTURE | BAGALKOT | MUDHOL | BELAGAVI | BAGALKOT | MUDHOL | LOKAPUR | LOKAPUR
1601 | VAJRAMATTI_220KV | KDJAMBAGI_110KV | 111949376D | HALAKI_110KV | BANK-1 | F04 | D | F04-HALAKI NJY | NJY | BAGALKOT | MUDHOL | BELAGAVI | BAGALKOT | MUDHOL | LOKAPUR | CHICHAKHANDI
1602 | VAJRAMATTI_220KV | KDJAMBAGI_110KV | 111949376E | HALAKI_110KV | BANK-1 | F05 | E | F05-HALAKI | AGRICULTURE | BAGALKOT | MUDHOL | BELAGAVI | BAGALKOT | MUDHOL | LOKAPUR | CHICHAKHANDI
1603 | VAJRAMATTI_220KV | KDJAMBAGI_110KV | 111949376F | HALAKI_110KV | BANK-1 | F06 | F | F06-NINGAPUR | AGRICULTURE | BAGALKOT | MUDHOL | BELAGAVI | BAGALKOT | MUDHOL | LOKAPUR | CHICHAKHANDI
1604 | VAJRAMATTI_220KV | KDJAMBAGI_110KV | 111949376G | HALAKI_110KV | BANK-2 | F07 | G | F07-LAXMIDEVI IP | AGRICULTURE | BAGALKOT | MUDHOL | BELAGAVI | BAGALKOT | MUDHOL | LOKAPUR | CHICHAKHANDI
1605 | VAJRAMATTI_220KV | KDJAMBAGI_110KV | 111949376I | HALAKI_110KV | BANK-2 | F09 | I | F09-PANDURANG IP | AGRICULTURE | BAGALKOT | MUDHOL | BELAGAVI | BAGALKOT | MUDHOL | LOKAPUR | CHICHAKHANDI
1606 | VAJRAMATTI_220KV | KDJAMBAGI_110KV | 111949376J | HALAKI_110KV | BANK-2 | F10 | J | F10-BASAVA PATTANA IP | AGRICULTURE | BAGALKOT | MUDHOL | BELAGAVI | BAGALKOT | MUDHOL | LOKAPUR | LOKAPUR
1607 | VAJRAMATTI_220KV | KDJAMBAGI_110KV | 111949376K | HALAKI_110KV | BANK-2 | F11 | K | F11-JK IP | AGRICULTURE | BAGALKOT | MUDHOL | BELAGAVI | BAGALKOT | MUDHOL | LOKAPUR | LOKAPUR
1608 | VAJRAMATTI_220KV | KDJAMBAGI_110KV | 111949376L | HALAKI_110KV | BANK-2 | F12 | L | F12-SEMIHALLA IP | AGRICULTURE | BAGALKOT | MUDHOL | BELAGAVI | BAGALKOT | MUDHOL | LOKAPUR | CHICHAKHANDI
1610 | INDI_220KV | ZALAKI_110KV | 181612101A | HALASANGI_33KV | BANK-1 | F01 | A | F01-HINGANI | AGRICULTURE | VIJAYAPUR | INDI | BELAGAVI | VIJAYAPUR | INDI | CHADACHAN | ZALAKI
1611 | INDI_220KV | ZALAKI_110KV | 181612101B | HALASANGI_33KV | BANK-1 | F02 | B | F02-HALASANGI-2 | AGRICULTURE | VIJAYAPUR | INDI | BELAGAVI | VIJAYAPUR | INDI | CHADACHAN | ZALAKI
1612 | INDI_220KV | ZALAKI_110KV | 181612101C | HALASANGI_33KV | BANK-1 | F03 | C | F03-BHATAGUNAKI | AGRICULTURE | VIJAYAPUR | INDI | BELAGAVI | VIJAYAPUR | INDI | INDI | ANJUTAGI
1613 | INDI_220KV | ZALAKI_110KV | 181612101D | HALASANGI_33KV | BANK-2 | F04 | D | F04-NANDARAL | AGRICULTURE | VIJAYAPUR | INDI | BELAGAVI | VIJAYAPUR | INDI | INDI | ANJUTAGI
1614 | INDI_220KV | ZALAKI_110KV | 181612101E | HALASANGI_33KV | BANK-2 | F05 | E | F05-ARJANAL | AGRICULTURE | VIJAYAPUR | INDI | BELAGAVI | VIJAYAPUR | INDI | INDI | ANJUTAGI
1615 | INDI_220KV | ZALAKI_110KV | 181612101F | HALASANGI_33KV | BANK-2 | F06 | F | F06-HALASANGI-1 | AGRICULTURE | VIJAYAPUR | INDI | BELAGAVI | VIJAYAPUR | INDI | CHADACHAN | ZALAKI
1616 | INDI_220KV | ZALAKI_110KV | 181612101G | HALASANGI_33KV | BANK-2 | F07 | G | F07-HALASANGI NJY | NJY | VIJAYAPUR | INDI | BELAGAVI | VIJAYAPUR | INDI | CHADACHAN | ZALAKI
1617 | INDI_220KV | ZALAKI_110KV | 181612101H | HALASANGI_33KV | BANK-1 | F08 | H | F08-JACKWELL(W/S) | WATER SUPPLY | VIJAYAPUR | INDI | BELAGAVI | VIJAYAPUR | INDI | CHADACHAN | ZALAKI
1620 | BAGALKOT_220KV | KERUR_110KV | 110331102A | HALIGERI_33KV | BANK-1 | F01 | A | F01-HALIGERI | AGRICULTURE | BAGALKOT | BADAMI | BELAGAVI | BAGALKOT | BAGALKOT | GULEDAGUDD | KERUR
1621 | BAGALKOT_220KV | KERUR_110KV | 110331102B | HALIGERI_33KV | BANK-1 | F02 | B | F02-NEERALAKERI IP | AGRICULTURE | BAGALKOT | BADAMI | BELAGAVI | BAGALKOT | BAGALKOT | GULEDAGUDD | KERUR
1622 | BAGALKOT_220KV | KERUR_110KV | 110331102D | HALIGERI_33KV | BANK-1 | F03 | D | F03-R-TIMMAPUR-1 | AGRICULTURE | BAGALKOT | BADAMI | BELAGAVI | BAGALKOT | BAGALKOT | GULEDAGUDD | KERUR
1623 | BAGALKOT_220KV | KERUR_110KV | 110331102E | HALIGERI_33KV | BANK-2 | F05 | E | F05-R-TIMMAPUR-2 | AGRICULTURE | BAGALKOT | BADAMI | BELAGAVI | BAGALKOT | BAGALKOT | GULEDAGUDD | KERUR
1624 | BAGALKOT_220KV | KERUR_110KV | 110331102F | HALIGERI_33KV | BANK-2 | F06 | F | F06-HALIGERI NJY | NJY | BAGALKOT | GULEDGUDDA | BELAGAVI | BAGALKOT | BAGALKOT | GULEDAGUDD | KERUR
1625 | BAGALKOT_220KV | KERUR_110KV | 110331102G | HALIGERI_33KV | BANK-2 | F04 | G | F04-JANGWAD | AGRICULTURE | BAGALKOT | BADAMI | BELAGAVI | BAGALKOT | BAGALKOT | GULEDAGUDD | KERUR
1629 | AMBEWADI_220KV | AMBEWADI_220KV | 272532008A | HALIYAL(ALLOLLI)_110KV | BANK-1 | F13 | A | F13-HALIYAL-1 | URBAN NDHQ | UTTAR KANNADA | HALIYAL | HUBBALLI | SIRSI | DANDELI | HALIYAL | HALIYAL URBAN
1630 | AMBEWADI_220KV | AMBEWADI_220KV | 272532008B | HALIYAL(ALLOLLI)_110KV | BANK-1 | F14 | B | F14-HALIYAL-2 | URBAN NDHQ | UTTAR KANNADA | HALIYAL | HUBBALLI | SIRSI | DANDELI | HALIYAL | HALIYAL URBAN
1631 | AMBEWADI_220KV | AMBEWADI_220KV | 272532008D | HALIYAL(ALLOLLI)_110KV | BANK-1 | F15 | D | F15-MANGALWAD | RURAL | UTTAR KANNADA | HALIYAL | HUBBALLI | SIRSI | DANDELI | HALIYAL | HALIYAL URBAN
1632 | AMBEWADI_220KV | AMBEWADI_220KV | 272532008E | HALIYAL(ALLOLLI)_110KV | BANK-3 | F16 | E | F16-TERGAON | RURAL | UTTAR KANNADA | HALIYAL | HUBBALLI | SIRSI | DANDELI | HALIYAL | HALIYAL URBAN
1633 | AMBEWADI_220KV | AMBEWADI_220KV | 272532008F | HALIYAL(ALLOLLI)_110KV | BANK-2 | F12 | F | F12-BHAGAVATHI | RURAL | UTTAR KANNADA | HALIYAL | HUBBALLI | SIRSI | DANDELI | HALIYAL | HALIYAL RURAL
1634 | AMBEWADI_220KV | AMBEWADI_220KV | 272532008G | HALIYAL(ALLOLLI)_110KV | BANK-2 | F11 | G | F11-SAMBRANI | RURAL | UTTAR KANNADA | HALIYAL | HUBBALLI | SIRSI | DANDELI | HALIYAL | HALIYAL RURAL
1635 | AMBEWADI_220KV | AMBEWADI_220KV | 272532008H | HALIYAL(ALLOLLI)_110KV | BANK-2 | F06 | H | F06-KESROLLI | RURAL | UTTAR KANNADA | HALIYAL | HUBBALLI | SIRSI | DANDELI | HALIYAL | HALIYAL RURAL
1636 | AMBEWADI_220KV | AMBEWADI_220KV | 272532008I | HALIYAL(ALLOLLI)_110KV | BANK-2 | F08 | I | F08-YADOGA | RURAL | UTTAR KANNADA | HALIYAL | HUBBALLI | SIRSI | DANDELI | HALIYAL | HALIYAL RURAL
1637 | AMBEWADI_220KV | AMBEWADI_220KV | 272532008J | HALIYAL(ALLOLLI)_110KV | BANK-3 | F10 | J | F10-NAGSHETTIKOPPA | RURAL | UTTAR KANNADA | HALIYAL | HUBBALLI | SIRSI | DANDELI | HALIYAL | HALIYAL RURAL
1638 | AMBEWADI_220KV | AMBEWADI_220KV | 272532008K | HALIYAL(ALLOLLI)_110KV | BANK-3 | F01 | K | F01-KERWAD | RURAL | UTTAR KANNADA | HALIYAL | HUBBALLI | SIRSI | DANDELI | HALIYAL | HALIYAL URBAN
1639 | AMBEWADI_220KV | AMBEWADI_220KV | 272532008L | HALIYAL(ALLOLLI)_110KV | BANK-3 | F04 | L | F04-TATWANGI | RURAL | UTTAR KANNADA | HALIYAL | HUBBALLI | SIRSI | DANDELI | HALIYAL | HALIYAL RURAL
1640 | AMBEWADI_220KV | AMBEWADI_220KV | 272532008M | HALIYAL(ALLOLLI)_110KV | BANK-1 | F02 | M | F02-B K HALLI | RURAL | UTTAR KANNADA | HALIYAL | HUBBALLI | SIRSI | DANDELI | HALIYAL | HALIYAL URBAN
1641 | AMBEWADI_220KV | AMBEWADI_220KV | 272532008N | HALIYAL(ALLOLLI)_110KV | BANK-2 | F05 | N | F05-KYATANGERA | RURAL | UTTAR KANNADA | HALIYAL | HUBBALLI | SIRSI | DANDELI | HALIYAL | HALIYAL RURAL
1642 | AMBEWADI_220KV | AMBEWADI_220KV | 272532008O | HALIYAL(ALLOLLI)_110KV | BANK-2 | F07 | O | F07-JAVALLI | RURAL | UTTAR KANNADA | HALIYAL | HUBBALLI | SIRSI | DANDELI | HALIYAL | HALIYAL RURAL
1643 | AMBEWADI_220KV | AMBEWADI_220KV | 272532008P | HALIYAL(ALLOLLI)_110KV | BANK-3 | F09 | P | F09-AMMANKOPPA | RURAL | UTTAR KANNADA | HALIYAL | HUBBALLI | SIRSI | DANDELI | HALIYAL | HALIYAL RURAL
1647 | ATHANI_220KV | ATHANI_220KV | 130103416A | HALYAL_110KV | BANK-1 | F01 | A | F01-HANUMAN TEMPLE | AGRICULTURE | BELAGAVI | ATHANI | BELAGAVI | CHIKKODI | ATHANI | ATHANI | DARUR
1648 | ATHANI_220KV | ATHANI_220KV | 130103416B | HALYAL_110KV | BANK-1 | F02 | B | F02-HALYAL NJY | NJY | BELAGAVI | ATHANI | BELAGAVI | CHIKKODI | ATHANI | ATHANI | DARUR
1649 | ATHANI_220KV | ATHANI_220KV | 130103416C | HALYAL_110KV | BANK-1 | F03 | C | F03-HULAGABALI | AGRICULTURE | BELAGAVI | ATHANI | BELAGAVI | CHIKKODI | ATHANI | ATHANI | DARUR
1650 | ATHANI_220KV | ATHANI_220KV | 130103416D | HALYAL_110KV | BANK-2 | F11 | D | F11-GHATANATTI | AGRICULTURE | BELAGAVI | ATHANI | BELAGAVI | CHIKKODI | ATHANI | ATHANI | DARUR
1651 | ATHANI_220KV | ATHANI_220KV | 130103416E | HALYAL_110KV | BANK-1 | F04 | E | F04-KARLATTI+CHIKKATTI | AGRICULTURE | BELAGAVI | ATHANI | BELAGAVI | CHIKKODI | ATHANI | ATHANI | DARUR
1652 | ATHANI_220KV | ATHANI_220KV | 130103416F | HALYAL_110KV | BANK-1 | F06 | F | F06-HALYAL GARDEN | AGRICULTURE | BELAGAVI | ATHANI | BELAGAVI | CHIKKODI | ATHANI | ATHANI | DARUR
1653 | ATHANI_220KV | ATHANI_220KV | 130103416G | HALYAL_110KV | BANK-2 | F07 | G | F07-DARUR | AGRICULTURE | BELAGAVI | ATHANI | BELAGAVI | CHIKKODI | ATHANI | ATHANI | DARUR
1654 | ATHANI_220KV | ATHANI_220KV | 130103416H | HALYAL_110KV | BANK-2 | F08 | H | F08-NAGANUR PK | AGRICULTURE | BELAGAVI | ATHANI | BELAGAVI | CHIKKODI | ATHANI | ATHANI | DARUR
1655 | ATHANI_220KV | ATHANI_220KV | 130103416I | HALYAL_110KV | BANK-2 | F09 | I | F09-AVARAKHOD | AGRICULTURE | BELAGAVI | ATHANI | BELAGAVI | CHIKKODI | ATHANI | ATHANI | DARUR
1656 | ATHANI_220KV | ATHANI_220KV | 130103416J | HALYAL_110KV | BANK-2 | F10 | J | F10-MULTI VILLAGE WS | WATER SUPPLY | BELAGAVI | ATHANI | BELAGAVI | CHIKKODI | ATHANI | ATHANI | DARUR
1657 | ATHANI_220KV | ATHANI_220KV | 130103416K | HALYAL_110KV | BANK-2 | F05 | K | F05-YALLAMMA GUDI | AGRICULTURE | BELAGAVI | ATHANI | BELAGAVI | CHIKKODI | ATHANI | ATHANI | DARUR
1658 | ATHANI_220KV | ATHANI_220KV | 130103416L | HALYAL_110KV | BANK-2 | F12 | L | F12-HALYAL RIVER BED | AGRICULTURE | BELAGAVI | ATHANI | BELAGAVI | CHIKKODI | ATHANI | ATHANI | DARUR
1662 | RANEBENNUR_220KV | RATTIHALLI_110KV | 242236320A | HALLIYALA(TADAKANAHALLI)_33KV | BANK-1 | F01 | A | F01-HIREKABBAR IP | AGRICULTURE | HAVERI | HIREKERUR | HUBBALLI | HAVERI | RANEBENNUR | RATTIHALLI | MASUR-2
1663 | RANEBENNUR_220KV | RATTIHALLI_110KV | 242236320B | HALLIYALA(TADAKANAHALLI)_33KV | BANK-1 | F02 | B | F02-ANAJI | AGRICULTURE | HAVERI | HIREKERUR | HUBBALLI | HAVERI | RANEBENNUR | RATTIHALLI | MASUR-2
1664 | RANEBENNUR_220KV | RATTIHALLI_110KV | 242236320C | HALLIYALA(TADAKANAHALLI)_33KV | BANK-1 | F03 | C | F03-ANAJI NJY | NJY | HAVERI | HIREKERUR | HUBBALLI | HAVERI | RANEBENNUR | RATTIHALLI | MASUR-2
1665 | RANEBENNUR_220KV | RATTIHALLI_110KV | 242236320D | HALLIYALA(TADAKANAHALLI)_33KV | BANK-2 | F04 | D | F04-GUDDADAMADAPURA | AGRICULTURE | HAVERI | RATTIHALLI | HUBBALLI | HAVERI | RANEBENNUR | RATTIHALLI | MASUR-2
1666 | RANEBENNUR_220KV | RATTIHALLI_110KV | 242236320E | HALLIYALA(TADAKANAHALLI)_33KV | BANK-2 | F05 | E | F05-ANGARGATTI IP | AGRICULTURE | HAVERI | HIREKERUR | HUBBALLI | HAVERI | RANEBENNUR | RATTIHALLI | MASUR-1
1667 | RANEBENNUR_220KV | RATTIHALLI_110KV | 242236320F | HALLIYALA(TADAKANAHALLI)_33KV | BANK-2 | F06 | F | F06-NAGAVAND IP | AGRICULTURE | HAVERI | HIREKERUR | HUBBALLI | HAVERI | RANEBENNUR | RATTIHALLI | MASUR-2
1669 | MUGALKHOD (KABBUR)_220KV | MUGALKHOD (KABBUR)_220KV | 121185453A | HALLUR_110KV | BANK-1 | F01 | A | F01-GANDHI NAGAR IP | AGRICULTURE | BELAGAVI | MUDALAGI | BELAGAVI | BELAGAVI | GHATAPRABHA | MUDALAGI | HALLUR
1670 | MUGALKHOD (KABBUR)_220KV | MUGALKHOD (KABBUR)_220KV | 121185453B | HALLUR_110KV | BANK-1 | F02 | B | F02-HALLUR IP | AGRICULTURE | BELAGAVI | MUDALAGI | BELAGAVI | BELAGAVI | GHATAPRABHA | MUDALAGI | HALLUR
1671 | MUGALKHOD (KABBUR)_220KV | MUGALKHOD (KABBUR)_220KV | 121185453C | HALLUR_110KV | BANK-1 | F03 | C | F03-NIRALAKODI | AGRICULTURE | BELAGAVI | MUDALAGI | BELAGAVI | BELAGAVI | GHATAPRABHA | MUDALAGI | HALLUR
1672 | MUGALKHOD (KABBUR)_220KV | MUGALKHOD (KABBUR)_220KV | 121185453D | HALLUR_110KV | BANK-1 | F04 | D | F04-SHIVALINGESHWAR IP | AGRICULTURE | BELAGAVI | MUDALAGI | BELAGAVI | BELAGAVI | GHATAPRABHA | MUDALAGI | HALLUR
1673 | MUGALKHOD (KABBUR)_220KV | MUGALKHOD (KABBUR)_220KV | 121185453E | HALLUR_110KV | BANK-1 | F05 | E | F05-KAPPALGUDDI IP | AGRICULTURE | BELAGAVI | MUDALAGI | BELAGAVI | BELAGAVI | GHATAPRABHA | MUDALAGI | HALLUR
1674 | MUGALKHOD (KABBUR)_220KV | MUGALKHOD (KABBUR)_220KV | 121185453F | HALLUR_110KV | BANK-1 | F06 | F | F06-HALLUR NJY | NJY | BELAGAVI | MUDALAGI | BELAGAVI | BELAGAVI | GHATAPRABHA | MUDALAGI | HALLUR
1675 | MUGALKHOD (KABBUR)_220KV | MUGALKHOD (KABBUR)_220KV | 121185453G | HALLUR_110KV | BANK-2 | F07 | G | F07-MARAKODI IP | AGRICULTURE | BELAGAVI | MUDALAGI | BELAGAVI | BELAGAVI | GHATAPRABHA | MUDALAGI | HALLUR
1676 | MUGALKHOD (KABBUR)_220KV | MUGALKHOD (KABBUR)_220KV | 121185453H | HALLUR_110KV | BANK-2 | F08 | H | F08-HALLADRANG IP | AGRICULTURE | BELAGAVI | MUDALAGI | BELAGAVI | BELAGAVI | GHATAPRABHA | MUDALAGI | HALLUR
1677 | MUGALKHOD (KABBUR)_220KV | MUGALKHOD (KABBUR)_220KV | 121185453J | HALLUR_110KV | BANK-2 | F10 | J | F10-SHIVAPUR IP | AGRICULTURE | BELAGAVI | MUDALAGI | BELAGAVI | BELAGAVI | GHATAPRABHA | MUDALAGI | HALLUR
1678 | MUGALKHOD (KABBUR)_220KV | MUGALKHOD (KABBUR)_220KV | 121185453K | HALLUR_110KV | BANK-2 | F11 | K | F11-KHANATTI IP | AGRICULTURE | BELAGAVI | MUDALAGI | BELAGAVI | BELAGAVI | GHATAPRABHA | MUDALAGI | HALLUR
1679 | MUGALKHOD (KABBUR)_220KV | MUGALKHOD (KABBUR)_220KV | 121185453L | HALLUR_110KV | BANK-2 | F12 | L | F12-RENUKA NAGAR IP | AGRICULTURE | BELAGAVI | MUDALAGI | BELAGAVI | BELAGAVI | GHATAPRABHA | MUDALAGI | HALLUR
1682 | RANEBENNUR_220KV | RATTIHALLI_110KV | 242236358A | HALLUR (RATTIHALLI)_33KV | BANK-1 | F01 | A | F01-CHATNALLI EIP | AGRICULTURE | HAVERI | RATTIHALLI | HUBBALLI | HAVERI | RANEBENNUR | RATTIHALLI | MASUR-2
1683 | RANEBENNUR_220KV | RATTIHALLI_110KV | 242236358B | HALLUR (RATTIHALLI)_33KV | BANK-1 | F02 | B | F02-KAMALAPUR | AGRICULTURE | HAVERI | HIREKERUR | HUBBALLI | HAVERI | RANEBENNUR | RATTIHALLI | MASUR-2
1684 | RANEBENNUR_220KV | RATTIHALLI_110KV | 242236358C | HALLUR (RATTIHALLI)_33KV | BANK-1 | F03 | C | F03-HALLUR IP | AGRICULTURE | HAVERI | HIREKERUR | HUBBALLI | HAVERI | RANEBENNUR | RATTIHALLI | MASUR-2
1685 | RANEBENNUR_220KV | RATTIHALLI_110KV | 242236358D | HALLUR (RATTIHALLI)_33KV | BANK-1 | F04 | D | F04-PURADAKERI NJY | NJY | HAVERI | HIREKERUR | HUBBALLI | HAVERI | RANEBENNUR | RATTIHALLI | MASUR-2
1686 | RANEBENNUR_220KV | RATTIHALLI_110KV | 242236358E | HALLUR (RATTIHALLI)_33KV | BANK-2 | F05 | E | F05-CHIKKAKABBAR IP | AGRICULTURE | HAVERI | HIREKERUR | HUBBALLI | HAVERI | RANEBENNUR | RATTIHALLI | MASUR-2
1687 | RANEBENNUR_220KV | RATTIHALLI_110KV | 242236358F | HALLUR (RATTIHALLI)_33KV | BANK-2 | F06 | F | F06-BHAIRANPAD WATER SUPPLY | WATER SUPPLY | HAVERI | RATTIHALLI | HUBBALLI | HAVERI | RANEBENNUR | RATTIHALLI | MASUR-2
1688 | RANEBENNUR_220KV | RATTIHALLI_110KV | 242236358G | HALLUR (RATTIHALLI)_33KV | BANK-2 | F07 | G | F07-PURADAKERI IP | AGRICULTURE | HAVERI | HIREKERUR | HUBBALLI | HAVERI | RANEBENNUR | RATTIHALLI | MASUR-2
1689 | RANEBENNUR_220KV | RATTIHALLI_110KV | 242283358H | HALLUR (RATTIHALLI)_33KV | BANK-2 | F08 | H | F08-SHANKARANAHALLI NJY | NJY | HAVERI | RATTIHALLI | HUBBALLI | HAVERI | RANEBENNUR | RATTIHALLI | MASUR-2
1691 | HAVERI_220KV | HAVERI_220KV | 241233106A | HANAGAL_110KV | BANK-1 | F01 | A | F01-KARAGUDARI | AGRICULTURE | HAVERI | HANGAL | HUBBALLI | HAVERI | HAVERI | HANGAL | HANAGAL TOWN
1692 | HAVERI_220KV | HAVERI_220KV | 241233106B | HANAGAL_110KV | BANK-1 | F02 | B | F02-BAICHAVALLI NJY | NJY | HAVERI | HANGAL | HUBBALLI | HAVERI | HAVERI | HANGAL | HANAGAL TOWN
1693 | HAVERI_220KV | HAVERI_220KV | 241233106C | HANAGAL_110KV | BANK-1 | F03 | C | F03-NAVODAYA | URBAN NDHQ | HAVERI | HANGAL | HUBBALLI | HAVERI | HAVERI | HANGAL | HANAGAL TOWN
1694 | HAVERI_220KV | HAVERI_220KV | 241233106D | HANAGAL_110KV | BANK-1 | F04 | D | F04-HANGAL TOWN | URBAN NDHQ | HAVERI | HANGAL | HUBBALLI | HAVERI | HAVERI | HANGAL | HANAGAL TOWN
1695 | HAVERI_220KV | HAVERI_220KV | 241233106E | HANAGAL_110KV | BANK-1 | F05 | E | F05-KOPPARASIKOPPA | AGRICULTURE | HAVERI | HANGAL | HUBBALLI | HAVERI | HAVERI | HANGAL | HANAGAL TOWN
1696 | HAVERI_220KV | HAVERI_220KV | 241233106F | HANAGAL_110KV | BANK-1 | F06 | F | F06-AKKIALUR | WATER SUPPLY | HAVERI | HANGAL | HUBBALLI | HAVERI | HAVERI | HANGAL | HANAGAL TOWN
1697 | HAVERI_220KV | HAVERI_220KV | 241233106G | HANAGAL_110KV | BANK-1 | F07 | G | F07-BAICHAVALLI EIP | AGRICULTURE | HAVERI | HANGAL | HUBBALLI | HAVERI | HAVERI | HANGAL | HANAGAL TOWN
1698 | HAVERI_220KV | HAVERI_220KV | 241233106H | HANAGAL_110KV | BANK-2 | F08 | H | F08-ADUGODBAIL | AGRICULTURE | HAVERI | HANGAL | HUBBALLI | HAVERI | HAVERI | HANGAL | HANAGAL TOWN
1699 | HAVERI_220KV | HAVERI_220KV | 241233106I | HANAGAL_110KV | BANK-2 | F09 | I | F09-RAMATEERTHA HOSAKOPPA | AGRICULTURE | HAVERI | HANGAL | HUBBALLI | HAVERI | HAVERI | HANGAL | HANAGAL TOWN
1700 | HAVERI_220KV | HAVERI_220KV | 241233106J | HANAGAL_110KV | BANK-2 | F10 | J | F10-GUDAGUDI | AGRICULTURE | HAVERI | HANGAL | HUBBALLI | HAVERI | HAVERI | HANGAL | HANAGAL TOWN
1701 | HAVERI_220KV | HAVERI_220KV | 241233106K | HANAGAL_110KV | BANK-2 | F11 | K | F11-MAHARAJAPETH NJY | NJY | HAVERI | HANGAL | HUBBALLI | HAVERI | HAVERI | HANGAL | HANAGAL TOWN
1704 | HAVERI_220KV | HANAGAL_110KV | 241233363A | HANGAL_33KV | BANK-1 | F01 | A | F01-HIRUR IP | AGRICULTURE | HAVERI | HANGAL | HUBBALLI | HAVERI | HAVERI | HANGAL | HANAGAL RURAL
1705 | HAVERI_220KV | HANAGAL_110KV | 241233363B | HANGAL_33KV | BANK-1 | F02 | B | F02-GEJJIHALLI NJY | NJY | HAVERI | HANGAL | HUBBALLI | HAVERI | HAVERI | HANGAL | HANAGAL RURAL
1706 | HAVERI_220KV | HANAGAL_110KV | 241233363C | HANGAL_33KV | BANK-1 | F03 | C | F03-KAMANAHALLI | AGRICULTURE | HAVERI | HANGAL | HUBBALLI | HAVERI | HAVERI | HANGAL | HANAGAL RURAL
1707 | HAVERI_220KV | HANAGAL_110KV | 241233363D | HANGAL_33KV | BANK-1 | F04 | D | F04-AREKOPPA NJY | NJY | HAVERI | HANGAL | HUBBALLI | HAVERI | HAVERI | HANGAL | HANAGAL RURAL
1708 | HAVERI_220KV | HANAGAL_110KV | 241233363E | HANGAL_33KV | BANK-1 | F05 | E | F05-HALEKOTI | AGRICULTURE | HAVERI | HANGAL | HUBBALLI | HAVERI | HAVERI | HANGAL | HANAGAL RURAL
1709 | KARWAR_220KV | KARWAR(SHEJWAD)_110KV | 271843107A | HANKON_33KV | BANK-1 | F02 | A | F02-ASNOTI | RURAL | UTTAR KANNADA | KARWAR | HUBBALLI | SIRSI | KARWAR | KARWAR | SADASHIVGAD
1710 | KARWAR_220KV | KARWAR(SHEJWAD)_110KV | 271843107B | HANKON_33KV | BANK-1 | F03 | B | F03-MAJALI | RURAL | UTTAR KANNADA | KARWAR | HUBBALLI | SIRSI | KARWAR | KARWAR | SADASHIVGAD
1711 | KARWAR_220KV | KARWAR(SHEJWAD)_110KV | 271843107C | HANKON_33KV | BANK-2 | F04 | C | F04-HALAGA | RURAL | UTTAR KANNADA | KARWAR | HUBBALLI | SIRSI | KARWAR | KARWAR | KADRA
1712 | KARWAR_220KV | KARWAR(SHEJWAD)_110KV | 271843107D | HANKON_33KV | BANK-1 | F01 | D | F01-SADASHIVGAD EXPRESS | RURAL | UTTAR KANNADA | KARWAR | HUBBALLI | SIRSI | KARWAR | KARWAR | SADASHIVGAD
1713 | KARWAR_220KV | KARWAR(SHEJWAD)_110KV | 271843107E | HANKON_33KV | BANK-2 | F05 | E | F05-HANKON | RURAL | UTTAR KANNADA | KARWAR | HUBBALLI | SIRSI | KARWAR | KARWAR | KADRA
1714 | DAVANGERE_220KV | DAVANGERE_220KV | 242263108A | HARIHARHOSPET_66KV | BANK-1 | F01 | A | F01-MAKANUR | AGRICULTURE | HAVERI | RANEBENNUR | HUBBALLI | HAVERI | RANEBENNUR | RANEBENNUR-2 | CHALAGERI
1715 | DAVANGERE_220KV | DAVANGERE_220KV | 242263108B | HARIHARHOSPET_66KV | BANK-1 | F12 | B | F12-RAMCO NJY | NJY | HAVERI | RANEBENNUR | HUBBALLI | HAVERI | RANEBENNUR | RANEBENNUR-2 | CHALAGERI
1716 | DAVANGERE_220KV | DAVANGERE_220KV | 242263108C | HARIHARHOSPET_66KV | BANK-1 | F03 | C | F03-NADIHARALALLI | AGRICULTURE | HAVERI | RANEBENNUR | HUBBALLI | HAVERI | RANEBENNUR | RANEBENNUR-2 | CHALAGERI
1717 | DAVANGERE_220KV | DAVANGERE_220KV | 242263108D | HARIHARHOSPET_66KV | BANK-1 | F04 | D | F04-KODIYAL NJY | NJY | HAVERI | RANEBENNUR | HUBBALLI | HAVERI | RANEBENNUR | RANEBENNUR-2 | CHALAGERI
1718 | DAVANGERE_220KV | DAVANGERE_220KV | 242263108F | HARIHARHOSPET_66KV | BANK-1 | F02 | F | F02-HULIKATTI | AGRICULTURE | HAVERI | RANEBENNUR | HUBBALLI | HAVERI | RANEBENNUR | RANEBENNUR-2 | CHALAGERI
1719 | DAVANGERE_220KV | DAVANGERE_220KV | 242263108K | HARIHARHOSPET_66KV | BANK-1 | F11 | K | F11-SINTHAI FACTORY | INDUSTRIAL | HAVERI | RANEBENNUR | HUBBALLI | HAVERI | RANEBENNUR | RANEBENNUR-2 | CHALAGERI
1720 | DAVANGERE_220KV | DAVANGERE_220KV | 242263108L | HARIHARHOSPET_66KV | BANK-1 | F13 | L | F13-WATER SUPPLY HARIHARA | WATER SUPPLY | HAVERI | RANEBENNUR | HUBBALLI | HAVERI | RANEBENNUR | RANEBENNUR-2 | CHALAGERI
1724 | KUDACHI_220KV | KUDACHI_220KV | 132034459A | HARUGERI_110KV | BANK-1 | F01 | A | F01-HADAKAR THOT | AGRICULTURE | BELAGAVI | RAIBAG | BELAGAVI | CHIKKODI | RAIBAG | HARUGERI | HARUGERI-1
1725 | KUDACHI_220KV | KUDACHI_220KV | 132034459B | HARUGERI_110KV | BANK-1 | F02 | B | F02-HIDAKAL MADDI | AGRICULTURE | BELAGAVI | RAIBAG | BELAGAVI | CHIKKODI | RAIBAG | HARUGERI | HIDAKAL
1726 | KUDACHI_220KV | KUDACHI_220KV | 132034459C | HARUGERI_110KV | BANK-1 | F03 | C | F03-GHANDHI NAGAR | AGRICULTURE | BELAGAVI | RAIBAG | BELAGAVI | CHIKKODI | RAIBAG | HARUGERI | HIDAKAL
1727 | KUDACHI_220KV | KUDACHI_220KV | 132034459D | HARUGERI_110KV | BANK-1 | F04 | D | F04-HANUMAN GUDI | AGRICULTURE | BELAGAVI | RAIBAG | BELAGAVI | CHIKKODI | RAIBAG | HARUGERI | HIDAKAL
1728 | KUDACHI_220KV | KUDACHI_220KV | 132060459E | HARUGERI_110KV | BANK-1 | F05 | E | F05-MANNIKERI THOT IP | AGRICULTURE | BELAGAVI | RAIBAG | BELAGAVI | CHIKKODI | RAIBAG | RAIBAG | RAIBAG-II
1729 | KUDACHI_220KV | KUDACHI_220KV | 132060459F | HARUGERI_110KV | BANK-1 | F06 | F | F06-KHILLARE THOT IP | AGRICULTURE | BELAGAVI | RAIBAG | BELAGAVI | CHIKKODI | RAIBAG | RAIBAG | RAIBAG-II
1730 | KUDACHI_220KV | KUDACHI_220KV | 132034459G | HARUGERI_110KV | BANK-2 | F07 | G | F07-KURUBGODI | AGRICULTURE | BELAGAVI | RAIBAG | BELAGAVI | CHIKKODI | RAIBAG | HARUGERI | HARUGERI-1
1731 | KUDACHI_220KV | KUDACHI_220KV | 132034459H | HARUGERI_110KV | BANK-2 | F08 | H | F08-JAMBAGI THOT | AGRICULTURE | BELAGAVI | RAIBAG | BELAGAVI | CHIKKODI | RAIBAG | HARUGERI | HARUGERI-1
1732 | KUDACHI_220KV | KUDACHI_220KV | 132034459I | HARUGERI_110KV | BANK-2 | F09 | I | F09-CHOUGALA THOT | AGRICULTURE | BELAGAVI | RAIBAG | BELAGAVI | CHIKKODI | RAIBAG | HARUGERI | HARUGERI-1
1733 | KUDACHI_220KV | KUDACHI_220KV | 132034459L | HARUGERI_110KV | BANK-2 | F10 | L | F10-HARUGERI TOWN NJY | NJY | BELAGAVI | RAIBAG | BELAGAVI | CHIKKODI | RAIBAG | HARUGERI | HARUGERI-1
1734 | KUDACHI_220KV | KUDACHI_220KV | 132034459J | HARUGERI_110KV | BANK-2 | F11 | J | F11-BEERAPPANAMADDI | AGRICULTURE | BELAGAVI | RAIBAG | BELAGAVI | CHIKKODI | RAIBAG | HARUGERI | HARUGERI-2
1735 | KUDACHI_220KV | KUDACHI_220KV | 132034459K | HARUGERI_110KV | BANK-2 | F12 | K | F12-PUJERI THOT | AGRICULTURE | BELAGAVI | RAIBAG | BELAGAVI | CHIKKODI | RAIBAG | HARUGERI | HARUGERI-2
1736 | SHIGGAON_220KV | SAVANUR_110KV | 241272110A | HATTIMATTUR_33KV | BANK-1 | F01 | A | F01-KALIWALA | AGRICULTURE | HAVERI | SAVANUR | HUBBALLI | HAVERI | HAVERI | SAVANUR | HATTIMATTUR
1737 | SHIGGAON_220KV | SAVANUR_110KV | 241272110B | HATTIMATTUR_33KV | BANK-3 | F11 | B | F11-NAYIKERUR | AGRICULTURE | HAVERI | SAVANUR | HUBBALLI | HAVERI | HAVERI | SAVANUR | HATTIMATTUR
1738 | SHIGGAON_220KV | SAVANUR_110KV | 241272110C | HATTIMATTUR_33KV | BANK-1 | F03 | C | F03-SHIDDAPUR NJY | NJY | HAVERI | SAVANUR | HUBBALLI | HAVERI | HAVERI | SAVANUR | HATTIMATTUR
1739 | SHIGGAON_220KV | SAVANUR_110KV | 241272110D | HATTIMATTUR_33KV | BANK-1 | F04 | D | F04-ICHANGI | AGRICULTURE | HAVERI | SAVANUR | HUBBALLI | HAVERI | HAVERI | SAVANUR | HATTIMATTUR
1740 | SHIGGAON_220KV | SAVANUR_110KV | 241272110N | HATTIMATTUR_33KV | BANK-3 | F12 | N | F12-KADAKOL NEW | AGRICULTURE | HAVERI | SAVANUR | HUBBALLI | HAVERI | HAVERI | SAVANUR | HATTIMATTUR
1741 | SHIGGAON_220KV | SAVANUR_110KV | 241272110F | HATTIMATTUR_33KV | BANK-2 | F06 | F | F06-HIREMELLIHALLI | AGRICULTURE | HAVERI | SAVANUR | HUBBALLI | HAVERI | HAVERI | SAVANUR | HATTIMATTUR
1742 | SHIGGAON_220KV | SAVANUR_110KV | 241272110G | HATTIMATTUR_33KV | BANK-3 | F10 | G | F10-HATTIMATTUR NJY | NJY | HAVERI | SAVANUR | HUBBALLI | HAVERI | HAVERI | SAVANUR | HATTIMATTUR
1743 | SHIGGAON_220KV | SAVANUR_110KV | 241272110H | HATTIMATTUR_33KV | BANK-2 | F08 | H | F08-HIREMUGADUR | AGRICULTURE | HAVERI | SAVANUR | HUBBALLI | HAVERI | HAVERI | SAVANUR | HATTIMATTUR
1744 | SHIGGAON_220KV | SAVANUR_110KV | 241272110I | HATTIMATTUR_33KV | BANK-2 | F07 | I | F07-NADINEERALAGI NJY | NJY | HAVERI | SAVANUR | HUBBALLI | HAVERI | HAVERI | SAVANUR | HATTIMATTUR
1745 | SHIGGAON_220KV | SAVANUR_110KV | 241272110J | HATTIMATTUR_33KV | BANK-3 | F09 | J | F09-MASARI | AGRICULTURE | HAVERI | SAVANUR | HUBBALLI | HAVERI | HAVERI | SAVANUR | HATTIMATTUR
1746 | SHIGGAON_220KV | SAVANUR_110KV | 241272110K | HATTIMATTUR_33KV | BANK-1 | F02 | K | F02-VADNIKOPPA NJY | NJY | HAVERI | SAVANUR | HUBBALLI | HAVERI | HAVERI | SAVANUR | HATTIMATTUR
1747 | SHIGGAON_220KV | SAVANUR_110KV | 241272110L | HATTIMATTUR_33KV | BANK-2 | F05 | L | F05-K B TIMMAPUR NJY | NJY | HAVERI | SAVANUR | HUBBALLI | HAVERI | HAVERI | SAVANUR | HATTIMATTUR
1748 | SHIGGAON_220KV | SAVANUR_110KV | 241272110M | HATTIMATTUR_33KV | BANK-3 | F13 | M | F13-DAMBURMATTUR NJY | NJY | HAVERI | SAVANUR | HUBBALLI | HAVERI | HAVERI | SAVANUR | RURAL-2
1749 | HAVERI_220KV |  | 242236494B | HAUNSABHAVI (LINGAPUR)_110KV | BANK-1 | F02 | B | F02-LINGAPURA IP | AGRICULTURE | HAVERI | HIREKERUR | HUBBALLI | HAVERI | RANEBENNUR | HIREKERUR | HAUNSBHAVI
1750 | HAVERI_220KV |  | 242236494C | HAUNSABHAVI (LINGAPUR)_110KV | BANK-1 | F03 | C | F03-CHINNAMULAGUNDA KODI IP | AGRICULTURE | HAVERI | HIREKERUR | HUBBALLI | HAVERI | RANEBENNUR | HIREKERUR | HAUNSBHAVI
1751 | HAVERI_220KV |  | 242236494F | HAUNSABHAVI (LINGAPUR)_110KV | BANK-1 | F06 | F | F06-VADEYANAPURA IP | AGRICULTURE | HAVERI | HIREKERUR | HUBBALLI | HAVERI | RANEBENNUR | HIREKERUR | HAUNSBHAVI
1752 | HAVERI_220KV |  | 242236494G | HAUNSABHAVI (LINGAPUR)_110KV | BANK-2 | F07 | G | F07-YOGIKOPPA IP | AGRICULTURE | HAVERI | HIREKERUR | HUBBALLI | HAVERI | RANEBENNUR | HIREKERUR | HAUNSBHAVI
1753 | HAVERI_220KV |  | 242236494H | HAUNSABHAVI (LINGAPUR)_110KV | BANK-2 | F08 | H | F08-DEEVIGIHALLI IP | AGRICULTURE | HAVERI | HIREKERUR | HUBBALLI | HAVERI | RANEBENNUR | HIREKERUR | HAUNSBHAVI
1754 | HAVERI_220KV |  | 242236494I | HAUNSABHAVI (LINGAPUR)_110KV | BANK-2 | F09 | I | F09-BHOGAVI IP | AGRICULTURE | HAVERI | HIREKERUR | HUBBALLI | HAVERI | RANEBENNUR | HIREKERUR | HAUNSBHAVI
1755 | HAVERI_220KV |  | 242236494J | HAUNSABHAVI (LINGAPUR)_110KV | BANK-2 | F10 | J | F10-ABALURU IP | AGRICULTURE | HAVERI | HIREKERUR | HUBBALLI | HAVERI | RANEBENNUR | HIREKERUR | HAUNSBHAVI
1756 | HAVERI_220KV | BYADAGI_110KV | 242236111A | HAUNSBAVI_33KV | BANK-1 | F01 | A | F01-YATTINALLI | AGRICULTURE | HAVERI | HIREKERUR | HUBBALLI | HAVERI | RANEBENNUR | HIREKERUR | HAUNSBHAVI
1757 | HAVERI_220KV | BYADAGI_110KV | 242211111B | HAUNSBAVI_33KV | BANK-1 | F02 | B | F02-TUMARIKOPPA IP | AGRICULTURE | HAVERI | BYADAGI | HUBBALLI | HAVERI | RANEBENNUR | BYADAGI | KAGINELE
1758 | HAVERI_220KV | BYADAGI_110KV | 242236111C | HAUNSBAVI_33KV | BANK-2 | F07 | C | F07-MADLUR IP | AGRICULTURE | HAVERI | HIREKERUR | HUBBALLI | HAVERI | RANEBENNUR | HIREKERUR | HAUNSBHAVI
1759 | HAVERI_220KV | BYADAGI_110KV | 242236111D | HAUNSBAVI_33KV | BANK-1 | F04 | D | F04-ARALIKATTI | AGRICULTURE | HAVERI | HIREKERUR | HUBBALLI | HAVERI | RANEBENNUR | HIREKERUR | HAUNSBHAVI
1760 | HAVERI_220KV | BYADAGI_110KV | 242236111E | HAUNSBAVI_33KV | BANK-1 | F05 | E | F05-ARALIKATTI NJY | NJY | HAVERI | HIREKERUR | HUBBALLI | HAVERI | RANEBENNUR | HIREKERUR | HAUNSBHAVI
1761 | HAVERI_220KV | BYADAGI_110KV | 242236111F | HAUNSBAVI_33KV | BANK-3 | F06 | F | F06-MADLUR NJY | NJY | HAVERI | HIREKERUR | HUBBALLI | HAVERI | RANEBENNUR | HIREKERUR | HAUNSBHAVI
1762 | HAVERI_220KV | BYADAGI_110KV | 242236111G | HAUNSBAVI_33KV | BANK-3 | F09 | G | F09-HAUNSBHAVI NJY | NJY | HAVERI | HIREKERUR | HUBBALLI | HAVERI | RANEBENNUR | HIREKERUR | HAUNSBHAVI
1763 | HAVERI_220KV | BYADAGI_110KV | 242236111K | HAUNSBAVI_33KV | BANK-3 | F10 | K | F10-CHINNAMULAGUNDA NJY | NJY | HAVERI | HIREKERUR | HUBBALLI | HAVERI | RANEBENNUR | HIREKERUR | HAUNSBHAVI
1764 | HAVERI_220KV | BYADAGI_110KV | 242211111H | HAUNSBAVI_33KV | BANK-2 | F08 | H | F08-CHIKKANAJI NJY | NJY | HAVERI | BYADAGI | HUBBALLI | HAVERI | RANEBENNUR | BYADAGI | KAGINELE
1765 | HAVERI_220KV | BYADAGI_110KV | 242236111I | HAUNSBAVI_33KV | BANK-3 | F11 | I | F11-YOGIKOPPA | AGRICULTURE | HAVERI | HIREKERUR | HUBBALLI | HAVERI | RANEBENNUR | HIREKERUR | HAUNSBHAVI
1766 | HAVERI_220KV | BYADAGI_110KV | 242236111J | HAUNSBAVI_33KV | BANK-3 | F12 | J | F12-BHOGAVI | AGRICULTURE | HAVERI | HIREKERUR | HUBBALLI | HAVERI | RANEBENNUR | HIREKERUR | HAUNSBHAVI
1768 | HAVERI_220KV | HAVERI_220KV | 241235112A | HAVERI_110KV | BANK-1 | F01 | A | F01-APMC | URBAN DHQ | HAVERI | HAVERI | HUBBALLI | HAVERI | HAVERI | HAVERI | HAVERI TOWN 2
1769 | HAVERI_220KV | HAVERI_220KV | 241235112B | HAVERI_110KV | BANK-1 | F02 | B | F02-HUKERIMATH | URBAN DHQ | HAVERI | HAVERI | HUBBALLI | HAVERI | HAVERI | HAVERI | HAVERI TOWN 1
1770 | HAVERI_220KV | HAVERI_220KV | 241235112C | HAVERI_110KV | BANK-1 | F03 | C | F03-HOSAMANNI SIDDAPPA | URBAN DHQ | HAVERI | HAVERI | HUBBALLI | HAVERI | HAVERI | HAVERI | HAVERI TOWN 1
1773 | HAVERI_220KV | HAVERI_220KV | 241235112F | HAVERI_110KV | BANK-2 | F06 | F | F06-DEVIHOSUR | AGRICULTURE | HAVERI | HAVERI | HUBBALLI | HAVERI | HAVERI | HAVERI | HAVERI RURAL-2
1774 | HAVERI_220KV | HAVERI_220KV | 241235112G | HAVERI_110KV | BANK-2 | F07 | G | F07-KURABAGONDA | AGRICULTURE | HAVERI | HAVERI | HUBBALLI | HAVERI | HAVERI | HAVERI | HAVERI RURAL-2
1776 | HAVERI_220KV | HAVERI_220KV | 241235112I | HAVERI_110KV | BANK-3 | F09 | I | F09-SUBASH CIRCLE | URBAN DHQ | HAVERI | HAVERI | HUBBALLI | HAVERI | HAVERI | HAVERI | HAVERI TOWN 1
1777 | HAVERI_220KV | HAVERI_220KV | 241235112J | HAVERI_110KV | BANK-3 | F10 | J | F10-LAKAMAPUR | URBAN DHQ | HAVERI | HAVERI | HUBBALLI | HAVERI | HAVERI | HAVERI | HAVERI TOWN 2
1778 | HAVERI_220KV | HAVERI_220KV | 241235112K | HAVERI_110KV | BANK-3 | F11 | K | F11-DC OFFICE | URBAN DHQ | HAVERI | HAVERI | HUBBALLI | HAVERI | HAVERI | HAVERI | HAVERI TOWN 2
1779 | HAVERI_220KV | HAVERI_220KV | 241235112L | HAVERI_110KV | BANK-3 | F12 | L | F12-NAGANUR | AGRICULTURE | HAVERI | HAVERI | HUBBALLI | HAVERI | HAVERI | HAVERI | KARJAGI
1781 | HAVERI_220KV | HAVERI_220KV | 241235112N | HAVERI_110KV | BANK-3 | F14 | N | F14-KOLUR NJY | NJY | HAVERI | HAVERI | HUBBALLI | HAVERI | HAVERI | HAVERI | KARJAGI RURAL
1782 | HAVERI_220KV | HAVERI_220KV | 241235112O | HAVERI_110KV | BANK-2 | F15 | O | F15-BHARATHINAGAR | URBAN DHQ | HAVERI | HAVERI | HUBBALLI | HAVERI | HAVERI | HAVERI | HAVERI TOWN 1
1783 | HAVERI_220KV | HAVERI_220KV | 241235112P | HAVERI_110KV | BANK-3 | F16 | P | F16-SABHABHAVAN | URBAN DHQ | HAVERI | HAVERI | HUBBALLI | HAVERI | HAVERI | HAVERI | HAVERI TOWN 2
1784 | HAVERI_220KV | HAVERI_220KV | 241235112Q | HAVERI_110KV | BANK-2 | F17 | Q | F17-MEDICAL COLLAGE NJY | NJY | HAVERI | HAVERI | HUBBALLI | HAVERI | HAVERI | HAVERI | KARJAGI
1787 | NARENDRA_220KV | NARENDRA_220KV | 110331399A | HEBBALLI_110KV | BANK-1 | F02 | A | F02-LAKHMAPUR | AGRICULTURE | BAGALKOT | BADAMI | BELAGAVI | BAGALKOT | BAGALKOT | BADAMI | BELUR
1788 | NARENDRA_220KV | NARENDRA_220KV | 110331399B | HEBBALLI_110KV | BANK-1 | F03 | B | F03-ALADAKATTI | AGRICULTURE | BAGALKOT | BADAMI | BELAGAVI | BAGALKOT | BAGALKOT | BADAMI | BELUR
1789 | NARENDRA_220KV | NARENDRA_220KV | 110331399C | HEBBALLI_110KV | BANK-2 | F09 | C | F09-KATARAKI | AGRICULTURE | BAGALKOT | GULEDGUDDA | BELAGAVI | BAGALKOT | BAGALKOT | BADAMI | BELUR
1790 | NARENDRA_220KV | NARENDRA_220KV | 110331399D | HEBBALLI_110KV | BANK-2 | F08 | D | F08-KITTALI NJY | NJY | BAGALKOT | GULEDGUDDA | BELAGAVI | BAGALKOT | BAGALKOT | BADAMI | BELUR
1791 | NARENDRA_220KV | NARENDRA_220KV | 110331399F | HEBBALLI_110KV | BANK-2 | F11 | F | F11-SULLA | AGRICULTURE | BAGALKOT | BADAMI | BELAGAVI | BAGALKOT | BAGALKOT | BADAMI | BELUR
1792 | NARENDRA_220KV | NARENDRA_220KV | 110331399E | HEBBALLI_110KV | BANK-2 | F10 | E | F10-HEBBALLI | AGRICULTURE | BAGALKOT | GULEDGUDDA | BELAGAVI | BAGALKOT | BAGALKOT | BADAMI | BELUR
1793 | NARENDRA_220KV | NARENDRA_220KV | 110386399L | HEBBALLI_110KV | BANK-2 | F12 | L | F12-VEERABHADRESHWAR | AGRICULTURE | BAGALKOT | BADAMI | BELAGAVI | BAGALKOT | BAGALKOT | BADAMI | BELUR
1794 | NARENDRA_220KV | NARENDRA_220KV | 110386399G | HEBBALLI_110KV | BANK-1 | F01 | G | F01-BANKANERI | AGRICULTURE | BAGALKOT | BADAMI | BELAGAVI | BAGALKOT | BAGALKOT | BADAMI | KULAGERI
1795 | NARENDRA_220KV | NARENDRA_220KV | 110386399H | HEBBALLI_110KV | BANK-1 | F04 | H | F04-MUTTALGERI NJY | NJY | BAGALKOT | BADAMI | BELAGAVI | BAGALKOT | BAGALKOT | BADAMI | BADAMI
1796 | NARENDRA_220KV | NARENDRA_220KV | 110386399I | HEBBALLI_110KV | BANK-1 | F05 | I | F05-BELAVALKOPPA | AGRICULTURE | BAGALKOT | BADAMI | BELAGAVI | BAGALKOT | BAGALKOT | BADAMI | KULAGERI
1797 | NARENDRA_220KV | NARENDRA_220KV | 110386399J | HEBBALLI_110KV | BANK-1 | F06 | J | F06-MTL | AGRICULTURE | BAGALKOT | BADAMI | BELAGAVI | BAGALKOT | BAGALKOT | BADAMI | BADAMI
1801 | NARENDRA_220KV | MRUTHYUNJAYNAGAR_110KV | 250866463B | HEBBALLI(DHARWAD)_110KV | BANK-1 | F03 | B | F03-KANAKUR NJY | NJY | DHARWAD | DHARWAD | HUBBALLI | HUBBALLI | DHARWAD RURAL | DHARWAD RSD | HEBBALLI
1802 | NARENDRA_220KV | MRUTHYUNJAYNAGAR_110KV | 250866463C | HEBBALLI(DHARWAD)_110KV | BANK-1 | F02 | C | F02-RANICHANAMMA NJY | NJY | DHARWAD | DHARWAD | HUBBALLI | HUBBALLI | DHARWAD RURAL | DHARWAD RSD | HEBBALLI
1803 | NARENDRA_220KV | MRUTHYUNJAYNAGAR_110KV | 250866463D | HEBBALLI(DHARWAD)_110KV | BANK-1 | F04 | D | F04-TALAWAYI | AGRICULTURE | DHARWAD | DHARWAD | HUBBALLI | HUBBALLI | DHARWAD RURAL | DHARWAD RSD | HEBBALLI
1804 | NARENDRA_220KV | MRUTHYUNJAYNAGAR_110KV | 250866463E | HEBBALLI(DHARWAD)_110KV | BANK-1 | F05 | E | F05-MATTIGUDDA | AGRICULTURE | DHARWAD | DHARWAD | HUBBALLI | HUBBALLI | DHARWAD RURAL | DHARWAD RSD | HEBBALLI
1805 | NARENDRA_220KV | MRUTHYUNJAYNAGAR_110KV | 250866463F | HEBBALLI(DHARWAD)_110KV | BANK-1 | F06 | F | F06-MARADAGI NJY | NJY | DHARWAD | DHARWAD | HUBBALLI | HUBBALLI | DHARWAD RURAL | DHARWAD RSD | HEBBALLI
1806 | SIRSI_220KV | MURUDESHWAR_110KV | 272709049A | HEBLE(BHATKAL)_33KV | BANK-1 | F01 | A | F01-URBAN | URBAN NDHQ | UTTAR KANNADA | BHATKAL | HUBBALLI | SIRSI | HONNAVAR | BHATKAL | URBAN
1807 | SIRSI_220KV | MURUDESHWAR_110KV | 272709049B | HEBLE(BHATKAL)_33KV | BANK-3 | F02 | B | F02-SEMIURBAN | URBAN NDHQ | UTTAR KANNADA | BHATKAL | HUBBALLI | SIRSI | HONNAVAR | BHATKAL | URBAN
1808 | SIRSI_220KV | MURUDESHWAR_110KV | 272709049C | HEBLE(BHATKAL)_33KV | BANK-3 | F03 | C | F03-JAALI | URBAN NDHQ | UTTAR KANNADA | BHATKAL | HUBBALLI | SIRSI | HONNAVAR | BHATKAL | RURAL
1809 | SIRSI_220KV | MURUDESHWAR_110KV | 272709049D | HEBLE(BHATKAL)_33KV | BANK-3 | F04 | D | F04-MARUKERI | RURAL | UTTAR KANNADA | BHATKAL | HUBBALLI | SIRSI | HONNAVAR | BHATKAL | RURAL
1810 | SIRSI_220KV | MURUDESHWAR_110KV | 272709049E | HEBLE(BHATKAL)_33KV | BANK-1 | F05 | E | F05-TENGINAGUNDI | RURAL | UTTAR KANNADA | BHATKAL | HUBBALLI | SIRSI | HONNAVAR | BHATKAL | RURAL
1811 | SIRSI_220KV | MURUDESHWAR_110KV | 272709049F | HEBLE(BHATKAL)_33KV | BANK-2 | F06 | F | F06-BELKE | RURAL | UTTAR KANNADA | BHATKAL | HUBBALLI | SIRSI | HONNAVAR | BHATKAL | RURAL
1812 | SIRSI_220KV | MURUDESHWAR_110KV | 272709049G | HEBLE(BHATKAL)_33KV | BANK-2 | F07 | G | F07-SAGAR ROAD | URBAN NDHQ | UTTAR KANNADA | BHATKAL | HUBBALLI | SIRSI | HONNAVAR | BHATKAL | URBAN
1813 | SIRSI_220KV | MURUDESHWAR_110KV | 272709049I | HEBLE(BHATKAL)_33KV | BANK-2 | F08 | I | F08-NEERKANTHA | RURAL | UTTAR KANNADA | BHATKAL | HUBBALLI | SIRSI | HONNAVAR | BHATKAL | RURAL
1814 | SIRSI_220KV | MURUDESHWAR_110KV | 272709049J | HEBLE(BHATKAL)_33KV | BANK-2 | F09 | J | F09-SARPANKATTA | URBAN NDHQ | UTTAR KANNADA | BHATKAL | HUBBALLI | SIRSI | HONNAVAR | BHATKAL | URBAN
1815 | SIRSI_220KV | MURUDESHWAR_110KV | 272709049K | HEBLE(BHATKAL)_33KV | BANK-1 | F10 | K | F10-KAMAKSHI | URBAN NDHQ | UTTAR KANNADA | BHATKAL | HUBBALLI | SIRSI | HONNAVAR | BHATKAL | URBAN
1818 | GADAG_220KV | LAXMESHWAR_110KV | 241272394A | HESARUR(NAYIKERUR)_33KV | BANK-1 | F01 | A | F01-BASANKOPPA IP | AGRICULTURE | HAVERI | SAVANUR | HUBBALLI | HAVERI | HAVERI | SAVANUR | HATTIMATTUR
1819 | GADAG_220KV | LAXMESHWAR_110KV | 241272394B | HESARUR(NAYIKERUR)_33KV | BANK-2 | F04 | B | F04-HONNIKOPPA NJY | NJY | HAVERI | SAVANUR | HUBBALLI | HAVERI | HAVERI | SAVANUR | HATTIMATTUR
1820 | GADAG_220KV | LAXMESHWAR_110KV | 241272394C | HESARUR(NAYIKERUR)_33KV | BANK-1 | F03 | C | F03-BHAIRAPURA NJY | NJY | HAVERI | SAVANUR | HUBBALLI | HAVERI | HAVERI | SAVANUR | HATTIMATTUR
1822 | GADAG_220KV | LAXMESHWAR_110KV | 241272394E | HESARUR(NAYIKERUR)_33KV | BANK-1 | F02 | E | F02-KRISHNAPURA | AGRICULTURE | HAVERI | SAVANUR | HUBBALLI | HAVERI | HAVERI | SAVANUR | HATTIMATTUR
1823 | GADAG_220KV | LAXMESHWAR_110KV | 241272394F | HESARUR(NAYIKERUR)_33KV | BANK-2 | F05 | F | F05-SIDDAPURA IP | AGRICULTURE | HAVERI | SAVANUR | HUBBALLI | HAVERI | HAVERI | SAVANUR | HATTIMATTUR
1824 | GADAG_220KV | LAXMESHWAR_110KV | 241272394G | HESARUR(NAYIKERUR)_33KV | BANK-2 | F06 | G | F06-HESARUR IP | AGRICULTURE | HAVERI | SAVANUR | HUBBALLI | HAVERI | HAVERI | SAVANUR | HATTIMATTUR
1826 | MUGALKHOD (KABBUR)_220KV | MUGALKHOD (KABBUR)_220KV | 132034114A | HIDAKAL_110KV | BANK-1 | F05 | A | F05-VADAGAVI THOT | AGRICULTURE | BELAGAVI | RAIBAG | BELAGAVI | CHIKKODI | RAIBAG | HARUGERI | HIDAKAL
1827 | MUGALKHOD (KABBUR)_220KV | MUGALKHOD (KABBUR)_220KV | 132034114B | HIDAKAL_110KV | BANK-1 | F02 | B | F02-BIRAJ THOT | AGRICULTURE | BELAGAVI | RAIBAG | BELAGAVI | CHIKKODI | RAIBAG | HARUGERI | HIDAKAL
1828 | MUGALKHOD (KABBUR)_220KV | MUGALKHOD (KABBUR)_220KV | 132034114C | HIDAKAL_110KV | BANK-1 | F03 | C | F03-HOSATTI THOT | AGRICULTURE | BELAGAVI | RAIBAG | BELAGAVI | CHIKKODI | RAIBAG | HARUGERI | HIDAKAL
1829 | MUGALKHOD (KABBUR)_220KV | MUGALKHOD (KABBUR)_220KV | 132034114D | HIDAKAL_110KV | BANK-1 | F04 | D | F04-SHEGUNSHI PATH | AGRICULTURE | BELAGAVI | RAIBAG | BELAGAVI | CHIKKODI | RAIBAG | HARUGERI | MUGALAKHOD
1830 | MUGALKHOD (KABBUR)_220KV | MUGALKHOD (KABBUR)_220KV | 132034114E | HIDAKAL_110KV | BANK-1 | F01 | E | F01-MARKI THOT | AGRICULTURE | BELAGAVI | RAIBAG | BELAGAVI | CHIKKODI | RAIBAG | HARUGERI | HIDAKAL
1831 | MUGALKHOD (KABBUR)_220KV | MUGALKHOD (KABBUR)_220KV | 132034114F | HIDAKAL_110KV | BANK-2 | F06 | F | F06-UNNIBASAVESHWAR | AGRICULTURE | BELAGAVI | RAIBAG | BELAGAVI | CHIKKODI | RAIBAG | HARUGERI | MUGALAKHOD/HARUGERI-1
1832 | MUGALKHOD (KABBUR)_220KV | MUGALKHOD (KABBUR)_220KV | 132034114G | HIDAKAL_110KV | BANK-2 | F07 | G | F07-HIRIYAL | AGRICULTURE | BELAGAVI | RAIBAG | BELAGAVI | CHIKKODI | RAIBAG | HARUGERI | HARUGERI-1
1834 | MUGALKHOD (KABBUR)_220KV | MUGALKHOD (KABBUR)_220KV | 132034114H | HIDAKAL_110KV | BANK-2 | F18 | H | F18-HIDAKAL IP | AGRICULTURE | BELAGAVI | RAIBAG | BELAGAVI | CHIKKODI | RAIBAG | HARUGERI | HIDAKAL
1835 | MUGALKHOD (KABBUR)_220KV | MUGALKHOD (KABBUR)_220KV | 132034114I | HIDAKAL_110KV | BANK-2 | F09 | I | F09-KURUBAGODI | AGRICULTURE | BELAGAVI | RAIBAG | BELAGAVI | CHIKKODI | RAIBAG | HARUGERI | HIDAKAL
1836 | MUGALKHOD (KABBUR)_220KV | MUGALKHOD (KABBUR)_220KV | 132034114J | HIDAKAL_110KV | BANK-2 | F10 | J | F10-MUGALAKHOD RURAL | AGRICULTURE | BELAGAVI | RAIBAG | BELAGAVI | CHIKKODI | RAIBAG | HARUGERI | MUGALAKHOD
1837 | MUGALKHOD (KABBUR)_220KV | MUGALKHOD (KABBUR)_220KV | 132034114K | HIDAKAL_110KV | BANK-3 | F11 | K | F11-LAXMINAGAR | AGRICULTURE | BELAGAVI | RAIBAG | BELAGAVI | CHIKKODI | RAIBAG | HARUGERI | HIDAKAL
1838 | MUGALKHOD (KABBUR)_220KV | MUGALKHOD (KABBUR)_220KV | 132034114L | HIDAKAL_110KV | BANK-3 | F12 | L | F12-HITTANAGI THOTA | AGRICULTURE | BELAGAVI | RAIBAG | BELAGAVI | CHIKKODI | RAIBAG | HARUGERI | MUGALAKHOD
1839 | MUGALKHOD (KABBUR)_220KV | MUGALKHOD (KABBUR)_220KV | 132034114M | HIDAKAL_110KV | BANK-3 | F14 | M | F14-KHANADAL TOTA | AGRICULTURE | BELAGAVI | RAIBAG | BELAGAVI | CHIKKODI | RAIBAG | HARUGERI | HIDAKAL
1840 | MUGALKHOD (KABBUR)_220KV | MUGALKHOD (KABBUR)_220KV | 132034114O | HIDAKAL_110KV | BANK-3 | F13 | O | F13-SAVASUDDI | AGRICULTURE | BELAGAVI | RAIBAG | BELAGAVI | CHIKKODI | RAIBAG | HARUGERI | HIDAKAL
1841 | MUGALKHOD (KABBUR)_220KV | MUGALKHOD (KABBUR)_220KV | 132034114P | HIDAKAL_110KV | BANK-4 | F16 | P | F16-HIDAKAL NJY | NJY | BELAGAVI | RAIBAG | BELAGAVI | CHIKKODI | RAIBAG | HARUGERI | HIDAKAL
1842 | MUGALKHOD (KABBUR)_220KV | MUGALKHOD (KABBUR)_220KV | 132034114S | HIDAKAL_110KV | BANK-4 | F19 | S | F19-YADAVANNAWAR THOT | AGRICULTURE | BELAGAVI | RAIBAG | BELAGAVI | CHIKKODI | RAIBAG | HARUGERI | MUGALAKHOD
1843 | MUGALKHOD (KABBUR)_220KV | MUGALKHOD (KABBUR)_220KV | 132034114U | HIDAKAL_110KV | BANK-3 | F15 | U | F15-PATIL TOTA | AGRICULTURE | BELAGAVI | RAIBAG | BELAGAVI | CHIKKODI | RAIBAG | HARUGERI | HIDAKAL
1844 | MUGALKHOD (KABBUR)_220KV | MUGALKHOD (KABBUR)_220KV | 132034114V | HIDAKAL_110KV | BANK-2 | F08 | V | F08- KABBURE THOT | AGRICULTURE | BELAGAVI | RAIBAG | BELAGAVI | CHIKKODI | RAIBAG | HARUGERI | HIDAKAL
1849 | BELAGAVI_220KV | UCHAGAON_110KV | 120507417B | HINDALAGA_33KV | BANK-1 | F02 | B | F02-GANESHPUR NJY | NJY | BELAGAVI | BELAGAVI | BELAGAVI | BELAGAVI | BELAGAVI RURAL | BELAGAVI RSD-1 | VAIBHAV NAGAR
1850 | BELAGAVI_220KV | UCHAGAON_110KV | 120507417C | HINDALAGA_33KV | BANK-1 | F03 | C | F03-HINDALAGA NJY | NJY | BELAGAVI | BELAGAVI | BELAGAVI | BELAGAVI | BELAGAVI RURAL | BELAGAVI RSD-1 | VAIBHAV NAGAR
1851 | BELAGAVI_220KV | UCHAGAON_110KV | 120507417E | HINDALAGA_33KV | BANK-2 | F05 | E | F05-MANNUR INDUSTRIAL | INDUSTRIAL | BELAGAVI | BELAGAVI | BELAGAVI | BELAGAVI | BELAGAVI RURAL | BELAGAVI RSD-1 | VAIBHAV NAGAR
1852 | BELAGAVI_220KV | UCHAGAON_110KV | 120507417F | HINDALAGA_33KV | BANK-2 | F06 | F | F06-GOJAGA IP | AGRICULTURE | BELAGAVI | BELAGAVI | BELAGAVI | BELAGAVI | BELAGAVI RURAL | BELAGAVI RSD-1 | VAIBHAV NAGAR
1853 | BELAGAVI_220KV | UCHAGAON_110KV | 120507417G | HINDALAGA_33KV | BANK-2 | F07 | G | F07-HINDALAGA PUMP HOUSE | WATER SUPPLY | BELAGAVI | BELAGAVI | BELAGAVI | BELAGAVI | BELAGAVI RURAL | BELAGAVI RSD-1 | VAIBHAV NAGAR
1854 | BELAGAVI_220KV | UCHAGAON_110KV | 120507417H | HINDALAGA_33KV | BANK-2 | F08 | H | F08-AMBEWADI NJY | NJY | BELAGAVI | BELAGAVI | BELAGAVI | BELAGAVI | BELAGAVI RURAL | BELAGAVI RSD-1 | VAIBHAV NAGAR
1856 | MAHALINGAPUR_220KV | JAMKHANDI_110KV | 111759116A | HIPPARAGI_33KV | BANK-1 | F01 | A | F01-KULHALLI IP-I | AGRICULTURE | BAGALKOT | JAMAKHANDI | BELAGAVI | BAGALKOT | JAMAKHANDI | RABAKAVI | BANAHATTI-RURAL
1857 | MAHALINGAPUR_220KV | JAMKHANDI_110KV | 111759116B | HIPPARAGI_33KV | BANK-1 | F02 | B | F02-HIPPARAGI IP-II | AGRICULTURE | BAGALKOT | JAMAKHANDI | BELAGAVI | BAGALKOT | JAMAKHANDI | RABAKAVI | BANAHATTI-RURAL
1858 | MAHALINGAPUR_220KV | JAMKHANDI_110KV | 111759116C | HIPPARAGI_33KV | BANK-1 | F03 | C | F03-HBC | LIFT IRRIGATION | BAGALKOT | JAMAKHANDI | BELAGAVI | BAGALKOT | JAMAKHANDI | RABAKAVI | BANAHATTI-RURAL
1859 | MAHALINGAPUR_220KV | JAMKHANDI_110KV | 111759116D | HIPPARAGI_33KV | BANK-2 | F04 | D | F04-KULHALLI IP-II | AGRICULTURE | BAGALKOT | JAMAKHANDI | BELAGAVI | BAGALKOT | JAMAKHANDI | RABAKAVI | BANAHATTI-RURAL
1860 | MAHALINGAPUR_220KV | JAMKHANDI_110KV | 111741116F | HIPPARAGI_33KV | BANK-2 | F06 | F | F06-SHIRAGUPPI | AGRICULTURE | BAGALKOT | JAMAKHANDI | BELAGAVI | BAGALKOT | JAMAKHANDI | JAMAKHANDI | JAMAKHANDI-RURAL-I
1861 | MAHALINGAPUR_220KV | JAMKHANDI_110KV | 111759116G | HIPPARAGI_33KV | BANK-2 | F05 | G | F05-HIPPARAGI IP-I | AGRICULTURE | BAGALKOT | JAMAKHANDI | BELAGAVI | BAGALKOT | JAMAKHANDI | RABAKAVI | BANAHATTI-RURAL
1862 | MAHALINGAPUR_220KV | JAMKHANDI_110KV | 111759116H | HIPPARAGI_33KV | BANK-1 | F07 | H | F07-KULAHALLI RIVER BED | AGRICULTURE | BAGALKOT | RABAKAVI-BANAHATTI | BELAGAVI | BAGALKOT | JAMAKHANDI | RABAKAVI | BANAHATTI-RURAL
1863 | MAHALINGAPUR_220KV | JAMKHANDI_110KV | 111759116I | HIPPARAGI_33KV | BANK-1 | F08 | I | F08-HIPPARAGI NJY | NJY | BAGALKOT | JAMAKHANDI | BELAGAVI | BAGALKOT | JAMAKHANDI | RABAKAVI | BANAHATTI-RURAL
1866 | M.K. HUBLI_220KV | M.K. HUBLI_220KV | 120508117A | HIREBAGEWADI_110KV | BANK-1 | F01 | A | F01-MUTNAL | AGRICULTURE | BELAGAVI | BELAGAVI | BELAGAVI | BELAGAVI | BELAGAVI RURAL | BELAGAVI RSD-2 | HIREBAGEWADI
1867 | M.K. HUBLI_220KV | M.K. HUBLI_220KV | 120508117B | HIREBAGEWADI_110KV | BANK-1 | F02 | B | F02-BASAPUR NJY | NJY | BELAGAVI | BELAGAVI | BELAGAVI | BELAGAVI | BELAGAVI RURAL | BELAGAVI RSD-2 | HIREBAGEWADI
1868 | M.K. HUBLI_220KV | M.K. HUBLI_220KV | 120508117C | HIREBAGEWADI_110KV | BANK-1 | F03 | C | F03-KAMAKARATTI | AGRICULTURE | BELAGAVI | BELAGAVI | BELAGAVI | BELAGAVI | BELAGAVI RURAL | BELAGAVI RSD-2 | HIREBAGEWADI
1869 | M.K. HUBLI_220KV | M.K. HUBLI_220KV | 120508117D | HIREBAGEWADI_110KV | BANK-1 | F04 | D | F04-ARALIKATTI | AGRICULTURE | BELAGAVI | BELAGAVI | BELAGAVI | BELAGAVI | BELAGAVI RURAL | BELAGAVI RSD-2 | HIREBAGEWADI
1870 | M.K. HUBLI_220KV | M.K. HUBLI_220KV | 120508117E | HIREBAGEWADI_110KV | BANK-3 | F17 | E | F17-NANDIHALLI NJY | NJY | BELAGAVI | BELAGAVI | BELAGAVI | BELAGAVI | BELAGAVI RURAL | BELAGAVI RSD-2 | HIREBAGEWADI
1871 | M.K. HUBLI_220KV | M.K. HUBLI_220KV | 120508117F | HIREBAGEWADI_110KV | BANK-1 | F06 | F | F06-HIREBAGEWADI NJY | NJY | BELAGAVI | BELAGAVI | BELAGAVI | BELAGAVI | BELAGAVI RURAL | BELAGAVI RSD-2 | HIREBAGEWADI
1872 | M.K. HUBLI_220KV | M.K. HUBLI_220KV | 120508117G | HIREBAGEWADI_110KV | BANK-2 | F15 | G | F15-BHENDIGERI | AGRICULTURE | BELAGAVI | BELAGAVI | BELAGAVI | BELAGAVI | BELAGAVI RURAL | BELAGAVI RSD-2 | HIREBAGEWADI
1873 | M.K. HUBLI_220KV | M.K. HUBLI_220KV | 120508117H | HIREBAGEWADI_110KV | BANK-2 | F08 | H | F08-BADAL ANKALAGI | AGRICULTURE | BELAGAVI | BELAGAVI | BELAGAVI | BELAGAVI | BELAGAVI RURAL | BELAGAVI RSD-2 | HIREBAGEWADI
1874 | M.K. HUBLI_220KV | M.K. HUBLI_220KV | 120508117I | HIREBAGEWADI_110KV | BANK-2 | F10 | I | F10-K.K KOPPA | AGRICULTURE | BELAGAVI | BELAGAVI | BELAGAVI | BELAGAVI | BELAGAVI RURAL | BELAGAVI RSD-2 | HIREBAGEWADI
1875 | M.K. HUBLI_220KV | M.K. HUBLI_220KV | 120508117J | HIREBAGEWADI_110KV | BANK-1 | F05 | J | F05-BADAS | AGRICULTURE | BELAGAVI | BELAGAVI | BELAGAVI | BELAGAVI | BELAGAVI RURAL | BELAGAVI RSD-2 | HIREBAGEWADI
1876 | M.K. HUBLI_220KV | M.K. HUBLI_220KV | 120508117K | HIREBAGEWADI_110KV | BANK-2 | F12 | K | F12-KUKADOLLI | AGRICULTURE | BELAGAVI | BELAGAVI | BELAGAVI | BELAGAVI | BELAGAVI RURAL | BELAGAVI RSD-2 | HIREBAGEWADI
1877 | M.K. HUBLI_220KV | M.K. HUBLI_220KV | 120508117P | HIREBAGEWADI_110KV | BANK-3 | F13 | P | F13-VIRAPANAKOPPA IP | AGRICULTURE | BELAGAVI | BELAGAVI | BELAGAVI | BELAGAVI | BELAGAVI RURAL | BELAGAVI RSD-2 | HIREBAGEWADI
1878 | M.K. HUBLI_220KV | M.K. HUBLI_220KV | 120508117Q | HIREBAGEWADI_110KV | BANK-3 | F07 | Q | F07-NAGERAL IP | AGRICULTURE | BELAGAVI | BELAGAVI | BELAGAVI | BELAGAVI | BELAGAVI RURAL | BELAGAVI RSD-2 | HIREBAGEWADI
1879 | M.K. HUBLI_220KV | M.K. HUBLI_220KV | 120508117L | HIREBAGEWADI_110KV | BANK-3 | F16 | L | F16-BADAS NJY | NJY | BELAGAVI | BELAGAVI | BELAGAVI | BELAGAVI | BELAGAVI RURAL | BELAGAVI RSD-2 | HIREBAGEWADI
1880 | M.K. HUBLI_220KV | M.K. HUBLI_220KV | 120508117M | HIREBAGEWADI_110KV | BANK-2 | F09 | M | F09-HULIKAVI IP | AGRICULTURE | BELAGAVI | BELAGAVI | BELAGAVI | BELAGAVI | BELAGAVI RURAL | BELAGAVI RSD-2 | HIREBAGEWADI
1881 | M.K. HUBLI_220KV | M.K. HUBLI_220KV | 120508117N | HIREBAGEWADI_110KV | BANK-2 | F11 | N | F11-KAVARIGUDDA | AGRICULTURE | BELAGAVI | BELAGAVI | BELAGAVI | BELAGAVI | BELAGAVI RURAL | BELAGAVI RSD-2 | HIREBAGEWADI
1882 | M.K. HUBLI_220KV | M.K. HUBLI_220KV | 120544117O | HIREBAGEWADI_110KV | BANK-3 | F14 | O | F14-GADIKOPPA | AGRICULTURE | BELAGAVI | KHANAPUR | BELAGAVI | BELAGAVI | BELAGAVI RURAL | KHANAPUR | ITAGI
1886 | INDI_220KV | INDI_220KV | 181640118A | HIREBEVANUR_110KV | BANK-1 | F01 | A | F01-HIREBEVANUR | AGRICULTURE | VIJAYAPUR | INDI | BELAGAVI | VIJAYAPUR | INDI | INDI | INDI RURAL
1887 | INDI_220KV | INDI_220KV | 181640118B | HIREBEVANUR_110KV | BANK-1 | F02 | B | F02-HIREBEVANUR TANDA | AGRICULTURE | VIJAYAPUR | INDI | BELAGAVI | VIJAYAPUR | INDI | INDI | INDI RURAL
1888 | INDI_220KV | INDI_220KV | 181640118C | HIREBEVANUR_110KV | BANK-1 | F03 | C | F03-KHEDAGI | AGRICULTURE | VIJAYAPUR | INDI | BELAGAVI | VIJAYAPUR | INDI | INDI | INDI RURAL
1889 | INDI_220KV | INDI_220KV | 181640118D | HIREBEVANUR_110KV | BANK-1 | F04 | D | F04-BHUYYAR | AGRICULTURE | VIJAYAPUR | INDI | BELAGAVI | VIJAYAPUR | INDI | INDI | INDI RURAL
1891 | INDI_220KV | INDI_220KV | 181640118F | HIREBEVANUR_110KV | BANK-1 | F06 | F | F06-CHIKKAMANNUR | AGRICULTURE | VIJAYAPUR | INDI | BELAGAVI | VIJAYAPUR | INDI | INDI | INDI RURAL
1892 | INDI_220KV | INDI_220KV | 181640118G | HIREBEVANUR_110KV | BANK-1 | F14 | G | F14-AGARKHED NJY | NJY | VIJAYAPUR | INDI | BELAGAVI | VIJAYAPUR | INDI | INDI | LACHYAN
1893 | INDI_220KV | INDI_220KV | 181640118H | HIREBEVANUR_110KV | BANK-1 | F13 | H | F13-KHEDAGI NJY | NJY | VIJAYAPUR | INDI | BELAGAVI | VIJAYAPUR | INDI | INDI | INDI RURAL
1894 | INDI_220KV | INDI_220KV | 181640118I | HIREBEVANUR_110KV | BANK-2 | F08 | I | F08-NAGARALLI | AGRICULTURE | VIJAYAPUR | INDI | BELAGAVI | VIJAYAPUR | INDI | INDI | INDI RURAL
1895 | INDI_220KV | INDI_220KV | 181640118O | HIREBEVANUR_110KV | BANK-2 | F09 | O | F09-BASAVANAKATTI | AGRICULTURE | VIJAYAPUR | INDI | BELAGAVI | VIJAYAPUR | INDI | INDI | INDI RURAL
1896 | INDI_220KV | INDI_220KV | 181640118J | HIREBEVANUR_110KV | BANK-2 | F07 | J | F07-HEBBAL | AGRICULTURE | VIJAYAPUR | INDI | BELAGAVI | VIJAYAPUR | INDI | INDI | INDI RURAL
1897 | INDI_220KV | INDI_220KV | 181640118N | HIREBEVANUR_110KV | BANK-2 | F10 | N | F10-SATALGOAN | AGRICULTURE | VIJAYAPUR | INDI | BELAGAVI | VIJAYAPUR | INDI | INDI | INDI RURAL
1898 | INDI_220KV | INDI_220KV | 181640118K | HIREBEVANUR_110KV | BANK-2 | F11 | K | F11-HUGAR VASTI | AGRICULTURE | VIJAYAPUR | INDI | BELAGAVI | VIJAYAPUR | INDI | INDI | INDI RURAL
1899 | INDI_220KV | INDI_220KV | 181640118L | HIREBEVANUR_110KV | BANK-2 | F12 | L | F12-KUMBAR VASTI | AGRICULTURE | VIJAYAPUR | INDI | BELAGAVI | VIJAYAPUR | INDI | INDI | INDI RURAL
1900 | INDI_220KV | INDI_220KV | 181640118M | HIREBEVANUR_110KV | BANK-2 | F15 | M | F15-KBJNL WATER SUPPLY | WATER SUPPLY | VIJAYAPUR | INDI | BELAGAVI | VIJAYAPUR | INDI | INDI | INDI RURAL
1903 | GADAG_220KV | GADAG_220KV | 252664119A | HIREHAL_110KV | BANK-1 | F01 | A | F01-HIREHAL | AGRICULTURE | GADAG | RON | HUBBALLI | GADAG | RON | RON | RON
1904 | GADAG_220KV | GADAG_220KV | 252664119B | HIREHAL_110KV | BANK-1 | F02 | B | F02-NAINAPUR | AGRICULTURE | GADAG | RON | HUBBALLI | GADAG | RON | RON | RON
1905 | GADAG_220KV | GADAG_220KV | 252664119C | HIREHAL_110KV | BANK-1 | F03 | C | F03-BALAGOD | AGRICULTURE | GADAG | RON | HUBBALLI | GADAG | RON | RON | RON
1906 | GADAG_220KV | GADAG_220KV | 252664119G | HIREHAL_110KV | BANK-1 | F04 | G | F04-MADALAGERI NJY | NJY | GADAG | RON | HUBBALLI | GADAG | RON | RON | RON
1907 | GADAG_220KV | GADAG_220KV | 252664119D | HIREHAL_110KV | BANK-1 | F05 | D | F05-MUGALI NJY | NJY | GADAG | RON | HUBBALLI | GADAG | RON | RON | RON
1908 | GADAG_220KV | GADAG_220KV | 252664119E | HIREHAL_110KV | BANK-1 | F06 | E | F06-WATER SUPPLY HIREHAL | WATER SUPPLY | GADAG | RON | HUBBALLI | GADAG | RON | RON | SUDI
1909 | GADAG_220KV | GADAG_220KV | 252664119F | HIREHAL_110KV | BANK-1 | F07 | F | F07-KOTBAL | AGRICULTURE | GADAG | RON | HUBBALLI | GADAG | RON | RON | RON
1912 | RANEBENNUR_220KV | RANEBENNUR_220KV | 242236120A | HIREKERUR_110KV | BANK-3 | F01 | A | F01-BURADIKATTI | AGRICULTURE | HAVERI | HIREKERUR | HUBBALLI | HAVERI | RANEBENNUR | HIREKERUR | HIREKERUR
1913 | RANEBENNUR_220KV | RANEBENNUR_220KV | 242236120B | HIREKERUR_110KV | BANK-1 | F04 | B | F04-HADRIHALLI | AGRICULTURE | HAVERI | HIREKERUR | HUBBALLI | HAVERI | RANEBENNUR | HIREKERUR | HIREKERUR
1914 | RANEBENNUR_220KV | RANEBENNUR_220KV | 242236120C | HIREKERUR_110KV | BANK-1 | F03 | C | F03-HIREKERUR | URBAN NDHQ | HAVERI | HIREKERUR | HUBBALLI | HAVERI | RANEBENNUR | HIREKERUR | HIREKERUR
1915 | RANEBENNUR_220KV | RANEBENNUR_220KV | 242236120D | HIREKERUR_110KV | BANK-1 | F06 | D | F06-ALADAKATTI | AGRICULTURE | HAVERI | HIREKERUR | HUBBALLI | HAVERI | RANEBENNUR | HIREKERUR | HIREKERUR
1916 | RANEBENNUR_220KV | RANEBENNUR_220KV | 242236120E | HIREKERUR_110KV | BANK-4 | F17 | E | F17-HIREMATTUR | AGRICULTURE | HAVERI | HIREKERUR | HUBBALLI | HAVERI | RANEBENNUR | HIREKERUR | HIREKERUR
1917 | RANEBENNUR_220KV | RANEBENNUR_220KV | 242236120F | HIREKERUR_110KV | BANK-1 | F18 | F | F18-TAVARAGI | AGRICULTURE | HAVERI | HIREKERUR | HUBBALLI | HAVERI | RANEBENNUR | HIREKERUR | HIREKERUR
1918 | RANEBENNUR_220KV | RANEBENNUR_220KV | 242236120G | HIREKERUR_110KV | BANK-2 | F07 | G | F07-VARAHA | AGRICULTURE | HAVERI | HIREKERUR | HUBBALLI | HAVERI | RANEBENNUR | HIREKERUR | HIREKERUR
1919 | RANEBENNUR_220KV | RANEBENNUR_220KV | 242236120H | HIREKERUR_110KV | BANK-2 | F08 | H | F08-VEERAPUR | AGRICULTURE | HAVERI | HIREKERUR | HUBBALLI | HAVERI | RANEBENNUR | HIREKERUR | HIREKERUR
1920 | RANEBENNUR_220KV | RANEBENNUR_220KV | 242236120I | HIREKERUR_110KV | BANK-3 | F11 | I | F11-DAMMALLI NJY | NJY | HAVERI | HIREKERUR | HUBBALLI | HAVERI | RANEBENNUR | HIREKERUR | HIREKERUR
1921 | RANEBENNUR_220KV | RANEBENNUR_220KV | 242236120J | HIREKERUR_110KV | BANK-2 | F09 | J | F09-DUDIHALLI | AGRICULTURE | HAVERI | HIREKERUR | HUBBALLI | HAVERI | RANEBENNUR | HIREKERUR | HIREKERUR
1922 | RANEBENNUR_220KV | RANEBENNUR_220KV | 242236120K | HIREKERUR_110KV | BANK-2 | F10 | K | F10-CHENNALLI | AGRICULTURE | HAVERI | HIREKERUR | HUBBALLI | HAVERI | RANEBENNUR | HIREKERUR | HIREKERUR
1923 | RANEBENNUR_220KV | RANEBENNUR_220KV | 242236120L | HIREKERUR_110KV | BANK-3 | F12 | L | F12-KALAGONDA NJY | NJY | HAVERI | HIREKERUR | HUBBALLI | HAVERI | RANEBENNUR | HIREKERUR | HIREKERUR
1924 | RANEBENNUR_220KV | RANEBENNUR_220KV | 242236120M | HIREKERUR_110KV | BANK-3 | F13 | M | F13-BANNIHATTI NJY | NJY | HAVERI | HIREKERUR | HUBBALLI | HAVERI | RANEBENNUR | HIREKERUR | HIREKERUR
1925 | RANEBENNUR_220KV | RANEBENNUR_220KV | 242236120N | HIREKERUR_110KV | BANK-3 | F14 | N | F14-SHITEKONDA NJY | NJY | HAVERI | HIREKERUR | HUBBALLI | HAVERI | RANEBENNUR | HIREKERUR | HIREKERUR
1926 | RANEBENNUR_220KV | RANEBENNUR_220KV | 242236120O | HIREKERUR_110KV | BANK-3 | F15 | O | F15-HIREKERUR IB | URBAN NDHQ | HAVERI | HIREKERUR | HUBBALLI | HAVERI | RANEBENNUR | HIREKERUR | HIREKERUR
1927 | RANEBENNUR_220KV | RANEBENNUR_220KV | 242236120P | HIREKERUR_110KV | BANK-3 | F02 | P | F02-KALVIHALLI | AGRICULTURE | HAVERI | HIREKERUR | HUBBALLI | HAVERI | RANEBENNUR | HIREKERUR | HIREKERUR
1928 | RANEBENNUR_220KV | RANEBENNUR_220KV | 242236120Q | HIREKERUR_110KV | BANK-4 | F16 | Q | F16-JOGIHALLI | AGRICULTURE | HAVERI | HIREKERUR | HUBBALLI | HAVERI | RANEBENNUR | HIREKERUR | HIREKERUR
1929 | RANEBENNUR_220KV | RANEBENNUR_220KV | 242236120R | HIREKERUR_110KV | BANK-4 | F19 | R | F19-NULAGERI | AGRICULTURE | HAVERI | HIREKERUR | HUBBALLI | HAVERI | RANEBENNUR | HIREKERUR | HIREKERUR
1930 | RANEBENNUR_220KV | RANEBENNUR_220KV | 242236120S | HIREKERUR_110KV | BANK-4 | F20 | S | F20-NIDANAGILU | AGRICULTURE | HAVERI | HIREKERUR | HUBBALLI | HAVERI | RANEBENNUR | HIREKERUR | HIREKERUR
1931 | RANEBENNUR_220KV | RANEBENNUR_220KV | 242236120T | HIREKERUR_110KV | BANK-1 | F05 | T | F05-BALAMBEEDA | AGRICULTURE | HAVERI | HIREKERUR | HUBBALLI | HAVERI | RANEBENNUR | HIREKERUR | HIREKERUR
1935 | INDI_220KV | INDI_220KV | 181640374I | HIREMASALI_110KV | BANK-1 | F01 | I | F01-LAGAMAVVAN HALLA | AGRICULTURE | VIJAYAPUR | INDI | BELAGAVI | VIJAYAPUR | INDI | INDI | INDI RURAL
1936 | INDI_220KV | INDI_220KV | 181640374J | HIREMASALI_110KV | BANK-1 | F02 | J | F02-SHIVAYOGESHWAR | AGRICULTURE | VIJAYAPUR | INDI | BELAGAVI | VIJAYAPUR | INDI | INDI | INDI RURAL
1937 | INDI_220KV | INDI_220KV | 181640374F | HIREMASALI_110KV | BANK-1 | F03 | F | F03-SALOTAGI | AGRICULTURE | VIJAYAPUR | INDI | BELAGAVI | VIJAYAPUR | INDI | INDI | INDI RURAL
1938 | INDI_220KV | INDI_220KV | 181640374L | HIREMASALI_110KV | BANK-1 | F04 | L | F04-JATTINGESHWAR | AGRICULTURE | VIJAYAPUR | INDI | BELAGAVI | VIJAYAPUR | INDI | INDI | ATHARGA
1939 | INDI_220KV | INDI_220KV | 181640374H | HIREMASALI_110KV | BANK-1 | F05 | H | F05-BANNIHATTI | AGRICULTURE | VIJAYAPUR | INDI | BELAGAVI | VIJAYAPUR | INDI | INDI | TAMBA
1940 | INDI_220KV | INDI_220KV | 181640374E | HIREMASALI_110KV | BANK-1 | F06 | E | F06-GORNAL | AGRICULTURE | VIJAYAPUR | INDI | BELAGAVI | VIJAYAPUR | INDI | INDI | TAMBA
1941 | INDI_220KV | INDI_220KV | 181640374C | HIREMASALI_110KV | BANK-2 | F08 | C | F08-HIREMASALI | AGRICULTURE | VIJAYAPUR | INDI | BELAGAVI | VIJAYAPUR | INDI | INDI | TAMBA
1942 | INDI_220KV | INDI_220KV | 181640374K | HIREMASALI_110KV | BANK-2 | F09 | K | F09-SANGOGI | AGRICULTURE | VIJAYAPUR | INDI | BELAGAVI | VIJAYAPUR | INDI | INDI | TAMBA
1943 | INDI_220KV | INDI_220KV | 181640374G | HIREMASALI_110KV | BANK-2 | F10 | G | F10-REBBAMMADEVI | AGRICULTURE | VIJAYAPUR | INDI | BELAGAVI | VIJAYAPUR | INDI | INDI | INDI RURAL
1944 | INDI_220KV | INDI_220KV | 181640374D | HIREMASALI_110KV | BANK-2 | F11 | D | F11-HIREMASALI NJY | NJY | VIJAYAPUR | INDI | BELAGAVI | VIJAYAPUR | INDI | INDI | TAMBA
1945 | INDI_220KV | INDI_220KV | 181640374B | HIREMASALI_110KV | BANK-2 | F12 | B | F12-RUGI | AGRICULTURE | VIJAYAPUR | INDI | BELAGAVI | VIJAYAPUR | INDI | INDI | TAMBA
1946 | INDI_220KV | INDI_220KV | 181640374A | HIREMASALI_110KV | BANK-2 | F13 | A | F13-CHIKKAMASALI | AGRICULTURE | VIJAYAPUR | INDI | BELAGAVI | VIJAYAPUR | INDI | INDI | TAMBA
1949 | B.BAGEWADI_220KV | B.BAGEWADI_220KV | 180251436A | HIREMURAL_110KV | BANK-1 | F01 | A | F01-HIREMURAL IP | AGRICULTURE | VIJAYAPUR | MUDDEBIHAL | BELAGAVI | VIJAYAPUR | B.BAGEWADI | MUDDEBIHAL | NALATAWAD
1950 | B.BAGEWADI_220KV | B.BAGEWADI_220KV | 180251436B | HIREMURAL_110KV | BANK-1 | F02 | B | F02-KAVADIMATTI IP | AGRICULTURE | VIJAYAPUR | MUDDEBIHAL | BELAGAVI | VIJAYAPUR | B.BAGEWADI | MUDDEBIHAL | MADIKESHWAR
1951 | B.BAGEWADI_220KV | B.BAGEWADI_220KV | 180251436C | HIREMURAL_110KV | BANK-1 | F03 | C | F03-HIREMURAL NJY | NJY | VIJAYAPUR | MUDDEBIHAL | BELAGAVI | VIJAYAPUR | B.BAGEWADI | MUDDEBIHAL | NALATAWAD
1952 | B.BAGEWADI_220KV | B.BAGEWADI_220KV | 180251436D | HIREMURAL_110KV | BANK-1 | F04 | D | F04-ADAVISOMANAL IP | AGRICULTURE | VIJAYAPUR | MUDDEBIHAL | BELAGAVI | VIJAYAPUR | B.BAGEWADI | MUDDEBIHAL | NALATAWAD
1953 | B.BAGEWADI_220KV | B.BAGEWADI_220KV | 180251436E | HIREMURAL_110KV | BANK-1 | F05 | E | F05-RAKKASAGI IP | AGRICULTURE | VIJAYAPUR | MUDDEBIHAL | BELAGAVI | VIJAYAPUR | B.BAGEWADI | MUDDEBIHAL | NALATAWAD
1954 | B.BAGEWADI_220KV | B.BAGEWADI_220KV | 180251436F | HIREMURAL_110KV | BANK-1 | F06 | F | F06-SARUR IP | AGRICULTURE | VIJAYAPUR | MUDDEBIHAL | BELAGAVI | VIJAYAPUR | B.BAGEWADI | MUDDEBIHAL | MADIKESHWAR
1956 | ATHANI_220KV | TODALBAGI_110KV | 111741121A | HIREPADASALAGI_33KV | BANK-3 | F10 | A | F10-HIREPADASALAGI MADDI IP | AGRICULTURE | BAGALKOT | JAMAKHANDI | BELAGAVI | BAGALKOT | JAMAKHANDI | JAMAKHANDI | TODALABAGI
1957 | ATHANI_220KV | TODALBAGI_110KV | 111741121B | HIREPADASALAGI_33KV | BANK-1 | F01 | B | F01-CHIKKAPADASALAGI IP1 | AGRICULTURE | BAGALKOT | JAMAKHANDI | BELAGAVI | BAGALKOT | JAMAKHANDI | JAMAKHANDI | TODALABAGI
1958 | ATHANI_220KV | TODALBAGI_110KV | 111741121C | HIREPADASALAGI_33KV | BANK-2 | F06 | C | F06-HIREPADASALAGI IP1 | AGRICULTURE | BAGALKOT | JAMAKHANDI | BELAGAVI | BAGALKOT | JAMAKHANDI | JAMAKHANDI | TODALABAGI
1959 | ATHANI_220KV | TODALBAGI_110KV | 111741121D | HIREPADASALAGI_33KV | BANK-1 | F02 | D | F02-NAGANUR IP1 | AGRICULTURE | BAGALKOT | JAMAKHANDI | BELAGAVI | BAGALKOT | JAMAKHANDI | JAMAKHANDI | TODALABAGI
1960 | ATHANI_220KV | TODALBAGI_110KV | 111741121E | HIREPADASALAGI_33KV | BANK-3 | F07 | E | F07-HIREPADASALAGI NJY | NJY | BAGALKOT | JAMAKHANDI | BELAGAVI | BAGALKOT | JAMAKHANDI | JAMAKHANDI | TODALABAGI
1961 | ATHANI_220KV | TODALBAGI_110KV | 111741121F | HIREPADASALAGI_33KV | BANK-3 | F09 | F | F09-HIREPADASALAGI IP2 | AGRICULTURE | BAGALKOT | JAMAKHANDI | BELAGAVI | BAGALKOT | JAMAKHANDI | JAMAKHANDI | TODALABAGI
1962 | ATHANI_220KV | TODALBAGI_110KV | 111741121G | HIREPADASALAGI_33KV | BANK-1 | F03 | G | F03-CHIKKAPADASALAGI IP2 | AGRICULTURE | BAGALKOT | JAMAKHANDI | BELAGAVI | BAGALKOT | JAMAKHANDI | JAMAKHANDI | TODALABAGI
1963 | ATHANI_220KV | TODALBAGI_110KV | 111741121H | HIREPADASALAGI_33KV | BANK-2 | F04 | H | F04-NAGANUR IP-2 | AGRICULTURE | BAGALKOT | JAMAKHANDI | BELAGAVI | BAGALKOT | JAMAKHANDI | JAMAKHANDI | TODALABAGI
1964 | ATHANI_220KV | TODALBAGI_110KV | 111741121I | HIREPADASALAGI_33KV | BANK-2 | F05 | I | F05-NAGANUR NJY | NJY | BAGALKOT | JAMAKHANDI | BELAGAVI | BAGALKOT | JAMAKHANDI | JAMAKHANDI | TODALABAGI
1965 | ATHANI_220KV | TODALBAGI_110KV | 111741121J | HIREPADASALAGI_33KV | BANK-3 | F08 | J | F08-HIREPADASALAGI IP3 | AGRICULTURE | BAGALKOT | JAMAKHANDI | BELAGAVI | BAGALKOT | JAMAKHANDI | JAMAKHANDI | TODALABAGI
1967 | GADAG_220KV | HIREHAL_110KV | 252664122A | HOLEALUR_33KV | BANK-1 | F01 | A | F01-HOLEALUR NJY | NJY | GADAG | RON | HUBBALLI | GADAG | RON | RON | HOLE-ALUR
1968 | GADAG_220KV | HIREHAL_110KV | 252664122B | HOLEALUR_33KV | BANK-1 | F02 | B | F02-AMARGOL | AGRICULTURE | GADAG | RON | HUBBALLI | GADAG | RON | RON | HOLE-ALUR
1969 | GADAG_220KV | HIREHAL_110KV | 252664122C | HOLEALUR_33KV | BANK-1 | F03 | C | F03-ASUTI | AGRICULTURE | GADAG | RON | HUBBALLI | GADAG | RON | RON | HOLE-ALUR
1970 | GADAG_220KV | HIREHAL_110KV | 252664122D | HOLEALUR_33KV | BANK-1 | F04 | D | F04-BENAHAL NJY | NJY | GADAG | RON | HUBBALLI | GADAG | RON | RON | HOLE-ALUR
1971 | GADAG_220KV | HIREHAL_110KV | 252664122F | HOLEALUR_33KV | BANK-2 | F06 | F | F06-GADAGOLI NJY | NJY | GADAG | RON | HUBBALLI | GADAG | RON | RON | HOLE-ALUR
1972 | GADAG_220KV | HIREHAL_110KV | 252664122H | HOLEALUR_33KV | BANK-2 | F08 | H | F08-MENASAGI | AGRICULTURE | GADAG | RON | HUBBALLI | GADAG | RON | RON | HOLE-ALUR
1977 | GADAG_220KV | BELLATTI_110KV | 251048123A | HOLEITAGI_33KV | BANK-1 | F01 | A | F01-HEBBAL | AGRICULTURE | GADAG | SHIRHATTI | HUBBALLI | GADAG | GADAG | LAXMESHWAR | BELLATTI
1978 | GADAG_220KV | BELLATTI_110KV | 251048123B | HOLEITAGI_33KV | BANK-2 | F04 | B | F04-VITHALAPUR | AGRICULTURE | GADAG | SHIRHATTI | HUBBALLI | GADAG | GADAG | LAXMESHWAR | BELLATTI
1979 | GADAG_220KV | BELLATTI_110KV | 251048123C | HOLEITAGI_33KV | BANK-1 | F02 | C | F02-SASALWADA | AGRICULTURE | GADAG | SHIRHATTI | HUBBALLI | GADAG | GADAG | LAXMESHWAR | BELLATTI
1980 | GADAG_220KV | BELLATTI_110KV | 251048123D | HOLEITAGI_33KV | BANK-1 | F03 | D | F03-HEBBAL NJY | NJY | GADAG | SHIRHATTI | HUBBALLI | GADAG | GADAG | LAXMESHWAR | BELLATTI
1981 | GADAG_220KV | BELLATTI_110KV | 251048123E | HOLEITAGI_33KV | BANK-2 | F05 | E | F05-HOLEITAGI | AGRICULTURE | GADAG | SHIRHATTI | HUBBALLI | GADAG | GADAG | LAXMESHWAR | BELLATTI
1982 | GADAG_220KV | BELLATTI_110KV | 251048123F | HOLEITAGI_33KV | BANK-2 | F06 | F | F06-TANGOD NJY | NJY | GADAG | SHIRHATTI | HUBBALLI | GADAG | GADAG | LAXMESHWAR | BELLATTI
1983 | GADAG_220KV | BELLATTI_110KV | 251048123G | HOLEITAGI_33KV | BANK-1 | F07 | G | F07-HOLEITAGI WATER SUPPLY | WATER SUPPLY | GADAG | SHIRHATTI | HUBBALLI | GADAG | GADAG | LAXMESHWAR | BELLATTI
1984 | GADAG_220KV | BELLATTI_110KV | 251048123H | HOLEITAGI_33KV | BANK-1 | F08 | H | F08-ADRAHALLI WATER SUPPLY | WATER SUPPLY | GADAG | SHIRHATTI | HUBBALLI | GADAG | GADAG | LAXMESHWAR | BELLATTI
1988 | AEQUS_220KV | DADDI_110KV | 120507391A | HONAGA_110KV | BANK-1 | F01 | A | F01-KENCHANATTI NJY | NJY | BELAGAVI | BELAGAVI | BELAGAVI | BELAGAVI | BELAGAVI RURAL | BELAGAVI RSD-1 | KAKATI
1989 | AEQUS_220KV | DADDI_110KV | 120507391B | HONAGA_110KV | BANK-1 | F02 | B | F02-SUTAGATTI IP | AGRICULTURE | BELAGAVI | BELAGAVI | BELAGAVI | BELAGAVI | BELAGAVI RURAL | BELAGAVI RSD-1 | KAKATI
1990 | AEQUS_220KV | DADDI_110KV | 120507391C | HONAGA_110KV | BANK-1 | F03 | C | F03-BHUTARAMANAHATTI NJY | NJY | BELAGAVI | BELAGAVI | BELAGAVI | BELAGAVI | BELAGAVI RURAL | BELAGAVI RSD-1 | KAKATI
1991 | AEQUS_220KV | DADDI_110KV | 120507391D | HONAGA_110KV | BANK-1 | F04 | D | F04-DEVAGIRI | AGRICULTURE | BELAGAVI | BELAGAVI | BELAGAVI | BELAGAVI | BELAGAVI RURAL | BELAGAVI RSD-1 | KAKATI
1992 | AEQUS_220KV | DADDI_110KV | 120508391E | HONAGA_110KV | BANK-1 | F05 | E | F05-SIDDAGANGA OIL MILL | INDUSTRIAL | BELAGAVI | BELAGAVI | BELAGAVI | BELAGAVI | BELAGAVI RURAL | BELAGAVI RSD-2 | YAMUNAPUR
1993 | AEQUS_220KV | DADDI_110KV | 120508391F | HONAGA_110KV | BANK-1 | F06 | F | F06-TULAJA ALLOYS | INDUSTRIAL | BELAGAVI | BELAGAVI | BELAGAVI | BELAGAVI | BELAGAVI RURAL | BELAGAVI RSD-2 | YAMUNAPUR
1994 | AEQUS_220KV | DADDI_110KV | 120508391H | HONAGA_110KV | BANK-2 | F08 | H | F08-JINABAKUL INDUSTRIAL | INDUSTRIAL | BELAGAVI | BELAGAVI | BELAGAVI | BELAGAVI | BELAGAVI RURAL | BELAGAVI RSD-2 | YAMUNAPUR
1995 | AEQUS_220KV | DADDI_110KV | 120508391I | HONAGA_110KV | BANK-2 | F09 | I | F09-HATTARAKI FEEDS | INDUSTRIAL | BELAGAVI | BELAGAVI | BELAGAVI | BELAGAVI | BELAGAVI RURAL | BELAGAVI RSD-2 | YAMUNAPUR
1996 | AEQUS_220KV | DADDI_110KV | 120508391J | HONAGA_110KV | BANK-2 | F10 | J | F10-INDOSCOTTLE | INDUSTRIAL | BELAGAVI | BELAGAVI | BELAGAVI | BELAGAVI | BELAGAVI RURAL | BELAGAVI RSD-2 | YAMUNAPUR
1997 | AEQUS_220KV | DADDI_110KV | 120508391K | HONAGA_110KV | BANK-2 | F11 | K | F11-VINAYAK STEEL | INDUSTRIAL | BELAGAVI | BELAGAVI | BELAGAVI | BELAGAVI | BELAGAVI RURAL | BELAGAVI RSD-2 | YAMUNAPUR
1998 | AEQUS_220KV | DADDI_110KV | 120508391L | HONAGA_110KV | BANK-2 | F12 | L | F12-HARSHA DHRUV | INDUSTRIAL | BELAGAVI | BELAGAVI | BELAGAVI | BELAGAVI | BELAGAVI RURAL | BELAGAVI RSD-2 | YAMUNAPUR
1999 | AEQUS_220KV | DADDI_110KV | 120508391M | HONAGA_110KV | BANK-1 | F13 | M | F13-SWARNAGRUHA | URBAN NDHQ | BELAGAVI | BELAGAVI | BELAGAVI | BELAGAVI | BELAGAVI RURAL | BELAGAVI RSD-2 | YAMUNAPUR
2003 | VIJAYAPUR_220KV | TIKOTA_110KV | 182480430A | HONAWAD_110KV | BANK-1 | F01 | A | F01-NIDONI ROAD IP | AGRICULTURE | VIJAYAPUR | TIKOTA | BELAGAVI | VIJAYAPUR | VIJAYAPUR | TIKOTA | TIKOTA
2004 | VIJAYAPUR_220KV | TIKOTA_110KV | 182480430B | HONAWAD_110KV | BANK-1 | F02 | B | F02-BANNUR ROAD IP | AGRICULTURE | VIJAYAPUR | TIKOTA | BELAGAVI | VIJAYAPUR | VIJAYAPUR | TIKOTA | TIKOTA
2005 | VIJAYAPUR_220KV | TIKOTA_110KV | 182480430C | HONAWAD_110KV | BANK-1 | F03 | C | F03-KOTTUR BASAVANNA IP | AGRICULTURE | VIJAYAPUR | TIKOTA | BELAGAVI | VIJAYAPUR | VIJAYAPUR | TIKOTA | TIKOTA
2006 | VIJAYAPUR_220KV | TIKOTA_110KV | 182480430D | HONAWAD_110KV | BANK-1 | F04 | D | F04-SIDDUBA IP | AGRICULTURE | VIJAYAPUR | TIKOTA | BELAGAVI | VIJAYAPUR | VIJAYAPUR | TIKOTA | TIKOTA
2007 | VIJAYAPUR_220KV | TIKOTA_110KV | 182480430E | HONAWAD_110KV | BANK-1 | F05 | E | F05-HONWAD NJY | NJY | VIJAYAPUR | TIKOTA | BELAGAVI | VIJAYAPUR | VIJAYAPUR | TIKOTA | TIKOTA
2008 | VIJAYAPUR_220KV | TIKOTA_110KV | 182480430F | HONAWAD_110KV | BANK-1 | F06 | F | F06-NANDI KOL IP+ HONAWAD DONI IP | AGRICULTURE | VIJAYAPUR | TIKOTA | BELAGAVI | VIJAYAPUR | VIJAYAPUR | TIKOTA | TIKOTA
2010 | SIRSI_220KV | KUMTA_110KV | 272737124A | HONNAVAR_110KV | BANK-1 | F01 | A | F01-MAVINAKURVE | RURAL | UTTAR KANNADA | HONNAVAR | HUBBALLI | SIRSI | HONNAVAR | HONNAVAR | RURAL
2011 | SIRSI_220KV | KUMTA_110KV | 272737124B | HONNAVAR_110KV | BANK-1 | F02 | B | F02-SALKOD | RURAL | UTTAR KANNADA | HONNAVAR | HUBBALLI | SIRSI | HONNAVAR | HONNAVAR | RURAL
2012 | SIRSI_220KV | KUMTA_110KV | 272737124C | HONNAVAR_110KV | BANK-1 | F03 | C | F03-KADLE | RURAL | UTTAR KANNADA | HONNAVAR | HUBBALLI | SIRSI | HONNAVAR | HONNAVAR | RURAL
2013 | SIRSI_220KV | KUMTA_110KV | 272737124E | HONNAVAR_110KV | BANK-1 | F05 | E | F05-SUBRAMNAYA | RURAL | UTTAR KANNADA | HONNAVAR | HUBBALLI | SIRSI | HONNAVAR | HONNAVAR | RURAL
2014 | SIRSI_220KV | KUMTA_110KV | 272737124F | HONNAVAR_110KV | BANK-2 | F06 | F | F06-KHB COLONY | URBAN NDHQ | UTTAR KANNADA | HONNAVAR | HUBBALLI | SIRSI | HONNAVAR | HONNAVAR | URBAN
2015 | SIRSI_220KV | KUMTA_110KV | 272737124G | HONNAVAR_110KV | BANK-2 | F07 | G | F07-BANDAR ROAD | URBAN NDHQ | UTTAR KANNADA | HONNAVAR | HUBBALLI | SIRSI | HONNAVAR | HONNAVAR | URBAN
2016 | SIRSI_220KV | KUMTA_110KV | 272737124H | HONNAVAR_110KV | BANK-2 | F08 | H | F08-LIC | URBAN NDHQ | UTTAR KANNADA | HONNAVAR | HUBBALLI | SIRSI | HONNAVAR | HONNAVAR | URBAN
2017 | SIRSI_220KV | KUMTA_110KV | 272737124I | HONNAVAR_110KV | BANK-2 | F09 | I | F09-KARKI | RURAL | UTTAR KANNADA | HONNAVAR | HUBBALLI | SIRSI | HONNAVAR | HONNAVAR | URBAN
2019 | SIRSI_220KV | KUMTA_110KV | 272737124D | HONNAVAR_110KV | BANK-1 | F04 | D | F04-HADINBAL | RURAL | UTTAR KANNADA | HONNAVAR | HUBBALLI | SIRSI | HONNAVAR | HONNAVAR | RURAL
2022 | VIJAYAPUR_220KV | KIADBVIJAYAPUR_110KV | 182469125A | HONNUTAGI_33KV | BANK-1 | F01 | A | F01-AHERI | AGRICULTURE | VIJAYAPUR | VIJAYAPUR | BELAGAVI | VIJAYAPUR | VIJAYAPUR | VIJAYAPUR RSD | SHIVANAGI
2023 | VIJAYAPUR_220KV | KIADBVIJAYAPUR_110KV | 182469125B | HONNUTAGI_33KV | BANK-1 | F02 | B | F02-SHIVANAGI | AGRICULTURE | VIJAYAPUR | VIJAYAPUR | BELAGAVI | VIJAYAPUR | VIJAYAPUR | VIJAYAPUR RSD | SHIVANAGI
2024 | VIJAYAPUR_220KV | KIADBVIJAYAPUR_110KV | 182469125C | HONNUTAGI_33KV | BANK-1 | F03 | C | F03-KUMATAGI | AGRICULTURE | VIJAYAPUR | VIJAYAPUR | BELAGAVI | VIJAYAPUR | VIJAYAPUR | VIJAYAPUR RSD | SHIVANAGI
2025 | VIJAYAPUR_220KV | KIADBVIJAYAPUR_110KV | 182469125D | HONNUTAGI_33KV | BANK-2 | F04 | D | F04-HONUTAGI | AGRICULTURE | VIJAYAPUR | VIJAYAPUR | BELAGAVI | VIJAYAPUR | VIJAYAPUR | VIJAYAPUR RSD | SHIVANAGI
2026 | VIJAYAPUR_220KV | KIADBVIJAYAPUR_110KV | 182469125E | HONNUTAGI_33KV | BANK-2 | F05 | E | F05-MADABHAVI NJY | NJY | VIJAYAPUR | VIJAYAPUR | BELAGAVI | VIJAYAPUR | VIJAYAPUR | VIJAYAPUR RSD | SHIVANAGI
2027 | VIJAYAPUR_220KV | KIADBVIJAYAPUR_110KV | 182469125F | HONNUTAGI_33KV | BANK-1 | F06 | F | F06-SANGANABASAV SCHOOL | URBAN NDHQ | VIJAYAPUR | VIJAYAPUR | BELAGAVI | VIJAYAPUR | VIJAYAPUR | VIJAYAPUR RSD | SHIVANAGI
2028 | VIJAYAPUR_220KV | KIADBVIJAYAPUR_110KV | 182469125G | HONNUTAGI_33KV | BANK-1 | F07 | G | F07-SHIVANAGI NJY | NJY | VIJAYAPUR | VIJAYAPUR | BELAGAVI | VIJAYAPUR | VIJAYAPUR | VIJAYAPUR RSD | SHIVANAGI
2029 | VIJAYAPUR_220KV | KIADBVIJAYAPUR_110KV | 182469125P | HONNUTAGI_33KV | BANK-2 | F08 | P | F08-HADAGALI IP | AGRICULTURE | VIJAYAPUR | VIJAYAPUR | BELAGAVI | VIJAYAPUR | VIJAYAPUR | VIJAYAPUR RSD | SHIVANAGI
2030 | VIJAYAPUR_220KV | KIADBVIJAYAPUR_110KV | 182469125O | HONNUTAGI_33KV | BANK-2 | F09 | O | F09-RAMTHIRTH IP | AGRICULTURE | VIJAYAPUR | VIJAYAPUR | BELAGAVI | VIJAYAPUR | VIJAYAPUR | VIJAYAPUR RSD | SHIVANAGI
2031 | VIJAYAPUR_220KV | KIADBVIJAYAPUR_110KV | 182469125J | HONNUTAGI_33KV | BANK-1 | F10 | J | F10-MULTI VILLAGE WATER SUPPLY | WATER SUPPLY | VIJAYAPUR | VIJAYAPUR | BELAGAVI | VIJAYAPUR | VIJAYAPUR | VIJAYAPUR RSD | SHIVANAGI
2032 | VIJAYAPUR_220KV | KIADBVIJAYAPUR_110KV | 182469125K | HONNUTAGI_33KV | BANK-3 | F11 | K | F11-KAVALAGI IP | AGRICULTURE | VIJAYAPUR | VIJAYAPUR | BELAGAVI | VIJAYAPUR | VIJAYAPUR | VIJAYAPUR RSD | SHIVANAGI
2033 | VIJAYAPUR_220KV | KIADBVIJAYAPUR_110KV | 182469125M | HONNUTAGI_33KV | BANK-3 | F12 | M | F12-BASAVESHWAR IP | AGRICULTURE | VIJAYAPUR | VIJAYAPUR | BELAGAVI | VIJAYAPUR | VIJAYAPUR | VIJAYAPUR RSD | SHIVANAGI
2034 | VIJAYAPUR_220KV | KIADBVIJAYAPUR_110KV | 182469125N | HONNUTAGI_33KV | BANK-3 | F13 | N | F13-SIDHESHWAR IP | AGRICULTURE | VIJAYAPUR | VIJAYAPUR | BELAGAVI | VIJAYAPUR | VIJAYAPUR | VIJAYAPUR RSD | SHIVANAGI
2035 | VIJAYAPUR_220KV | KIADBVIJAYAPUR_110KV | 182469125H | HONNUTAGI_33KV | BANK-3 | F14 | H | F14-ANKALAGI NJY | NJY | VIJAYAPUR | VIJAYAPUR | BELAGAVI | VIJAYAPUR | VIJAYAPUR | VIJAYAPUR RSD | SHIVANAGI
2036 | INDI_220KV | ZALAKI_110KV | 181612126A | HORTHI_33KV | BANK-1 | F01 | A | F01-HALAGUNAKI | AGRICULTURE | VIJAYAPUR | INDI | BELAGAVI | VIJAYAPUR | INDI | CHADACHAN | HORTHI
2037 | INDI_220KV | ZALAKI_110KV | 181612126K | HORTHI_33KV | BANK-1 | F02 | K | F02-AGASANAL | AGRICULTURE | VIJAYAPUR | INDI | BELAGAVI | VIJAYAPUR | INDI | CHADACHAN | HORTHI
2038 | INDI_220KV | ZALAKI_110KV | 181612126C | HORTHI_33KV | BANK-1 | F03 | C | F03-DEGINAL | AGRICULTURE | VIJAYAPUR | INDI | BELAGAVI | VIJAYAPUR | INDI | CHADACHAN | HORTHI
2039 | INDI_220KV | ZALAKI_110KV | 181612126D | HORTHI_33KV | BANK-2 | F04 | D | F04-KOLURGI | AGRICULTURE | VIJAYAPUR | INDI | BELAGAVI | VIJAYAPUR | INDI | CHADACHAN | HORTHI
2040 | INDI_220KV | ZALAKI_110KV | 181612126E | HORTHI_33KV | BANK-2 | F05 | E | F05-HADALASANG | AGRICULTURE | VIJAYAPUR | CHADACHAN | BELAGAVI | VIJAYAPUR | INDI | CHADACHAN | HORTHI
2041 | INDI_220KV | ZALAKI_110KV | 181612126F | HORTHI_33KV | BANK-2 | F06 | F | F06-HORTHI IP | AGRICULTURE | VIJAYAPUR | INDI | BELAGAVI | VIJAYAPUR | INDI | CHADACHAN | HORTHI
2042 | INDI_220KV | ZALAKI_110KV | 181612126G | HORTHI_33KV | BANK-2 | F07 | G | F07-HORTHI NJY | NJY | VIJAYAPUR | INDI | BELAGAVI | VIJAYAPUR | INDI | CHADACHAN | HORTHI
2043 | INDI_220KV | ZALAKI_110KV | 181612126H | HORTHI_33KV | BANK-1 | F08 | H | F08-HALAGUNAKI NJY | NJY | VIJAYAPUR | INDI | BELAGAVI | VIJAYAPUR | INDI | CHADACHAN | HORTHI
2044 | INDI_220KV | ZALAKI_110KV | 181612126I | HORTHI_33KV | BANK-1 | F09 | I | F09-LIS KAPANIMBARAGI | LIFT IRRIGATION | VIJAYAPUR | INDI | BELAGAVI | VIJAYAPUR | INDI | CHADACHAN | ZALAKI
2045 | INDI_220KV | ZALAKI_110KV | 181612126J | HORTHI_33KV | BANK-2 | F10 | J | F10-WATER SUPPLY | WATER SUPPLY | VIJAYAPUR | INDI | BELAGAVI | VIJAYAPUR | INDI | CHADACHAN | HORTHI
2046 | RANEBENNUR_220KV | RANEBENNUR_220KV | 241235370A | HOSAHONNATTI_110KV | BANK-1 | F01 | A | F01-CANAL | AGRICULTURE | HAVERI | HAVERI | HUBBALLI | HAVERI | HAVERI | HAVERI | GUTTAL
2047 | RANEBENNUR_220KV | RANEBENNUR_220KV | 241235370B | HOSAHONNATTI_110KV | BANK-1 | F02 | B | F02-TIMMAPUR IP | AGRICULTURE | HAVERI | HAVERI | HUBBALLI | HAVERI | HAVERI | HAVERI | GUTTAL
2048 | RANEBENNUR_220KV | RANEBENNUR_220KV | 242262370C | HOSAHONNATTI_110KV | BANK-1 | F03 | C | F03-NUKAPUR NEW IP | AGRICULTURE | HAVERI | RANEBENNUR | HUBBALLI | HAVERI | RANEBENNUR | RANEBENNUR-1 | HONNATTI
2049 | RANEBENNUR_220KV | RANEBENNUR_220KV | 242262370D | HOSAHONNATTI_110KV | BANK-1 | F04 | D | F04-CHIKKAHARALAHALLI IP | AGRICULTURE | HAVERI | RANEBENNUR | HUBBALLI | HAVERI | RANEBENNUR | RANEBENNUR-1 | HONNATTI
2050 | RANEBENNUR_220KV | RANEBENNUR_220KV | 242211370L | HOSAHONNATTI_110KV | BANK-2 | F05 | L | F05-BUDUPANAHALLI IP | AGRICULTURE | HAVERI | BYADAGI | HUBBALLI | HAVERI | RANEBENNUR | BYADAGI | MOTEBENNUR
2051 | RANEBENNUR_220KV | RANEBENNUR_220KV | 242262370F | HOSAHONNATTI_110KV | BANK-1 | F11 | F | F11-HANUMAPUR IP | AGRICULTURE | HAVERI | RANEBENNUR | HUBBALLI | HAVERI | RANEBENNUR | RANEBENNUR-1 | HONNATTI
2052 | RANEBENNUR_220KV | RANEBENNUR_220KV | 242211370G | HOSAHONNATTI_110KV | BANK-2 | F07 | G | F07-KALLEDEVARU IP | AGRICULTURE | HAVERI | BYADAGI | HUBBALLI | HAVERI | RANEBENNUR | BYADAGI | MOTEBENNUR
2053 | RANEBENNUR_220KV | RANEBENNUR_220KV | 241235370H | HOSAHONNATTI_110KV | BANK-2 | F08 | H | F08-GADDI TANDA | AGRICULTURE | HAVERI | HAVERI | HUBBALLI | HAVERI | HAVERI | HAVERI | GUTTAL
2054 | RANEBENNUR_220KV | RANEBENNUR_220KV | 242262370I | HOSAHONNATTI_110KV | BANK-2 | F09 | I | F09-HONNATTI IP | AGRICULTURE | HAVERI | RANEBENNUR | HUBBALLI | HAVERI | RANEBENNUR | RANEBENNUR-1 | HONNATTI
2055 | RANEBENNUR_220KV | RANEBENNUR_220KV | 242262370J | HOSAHONNATTI_110KV | BANK-2 | F10 | J | F10-YELLAPUR IP | AGRICULTURE | HAVERI | RANEBENNUR | HUBBALLI | HAVERI | RANEBENNUR | RANEBENNUR-1 | HONNATTI
2056 | RANEBENNUR_220KV | RANEBENNUR_220KV | 242211370E | HOSAHONNATTI_110KV | BANK-2 | F12 | E | F12-HONNATTI NJY | NJY | HAVERI | RANEBENNUR | HUBBALLI | HAVERI | RANEBENNUR | RANEBENNUR-1 | HONNATTI
2057 | RANEBENNUR_220KV | RANEBENNUR_220KV | 242211370M | HOSAHONNATTI_110KV | BANK-1 | F06 | M | F06-CHANDAPURA HOLIDANDE | AGRICULTURE | HAVERI | RANEBENNUR | HUBBALLI | HAVERI | RANEBENNUR | RANEBENNUR-1 | HONNATTI
2061 | HAVERI_220KV | GUTTAL_110KV | 241235127G | HOSARITTI_33KV | BANK-1 | F01 | G | F01-KITTUR NJY | NJY | HAVERI | HAVERI | HUBBALLI | HAVERI | HAVERI | HAVERI | HAVERI RURAL-1
2062 | HAVERI_220KV | GUTTAL_110KV | 241235127K | HOSARITTI_33KV | BANK-1 | F02 | K | F02-BOMMANAKATTI | AGRICULTURE | HAVERI | HAVERI | HUBBALLI | HAVERI | HAVERI | HAVERI | GUTTAL
2063 | HAVERI_220KV | GUTTAL_110KV | 241235127F | HOSARITTI_33KV | BANK-1 | F03 | F | F03-HALERITTI | AGRICULTURE | HAVERI | HAVERI | HUBBALLI | HAVERI | HAVERI | HAVERI | HAVERI RURAL-1
2064 | HAVERI_220KV | GUTTAL_110KV | 241235127E | HOSARITTI_33KV | BANK-1 | F04 | E | F04-YALAGACHCHI | AGRICULTURE | HAVERI | HAVERI | HUBBALLI | HAVERI | HAVERI | HAVERI | HAVERI RURAL-1
2065 | HAVERI_220KV | GUTTAL_110KV | 241235127H | HOSARITTI_33KV | BANK-1 | F05 | H | F05-RAMAPUR NJY | NJY | HAVERI | HAVERI | HUBBALLI | HAVERI | HAVERI | HAVERI | HAVERI RURAL-1
2066 | HAVERI_220KV | GUTTAL_110KV | 241235127I | HOSARITTI_33KV | BANK-2 | F06 | I | F06-KONANATAMBAGI | AGRICULTURE | HAVERI | HAVERI | HUBBALLI | HAVERI | HAVERI | HAVERI | HAVERI RURAL-1
2067 | HAVERI_220KV | GUTTAL_110KV | 241235127A | HOSARITTI_33KV | BANK-2 | F07 | A | F07-HANDIGANUR NJY | NJY | HAVERI | HAVERI | HUBBALLI | HAVERI | HAVERI | HAVERI | HAVERI RURAL-1
2068 | HAVERI_220KV | GUTTAL_110KV | 241235127B | HOSARITTI_33KV | BANK-2 | F08 | B | F08-HOSARITTI NJY | NJY | HAVERI | HAVERI | HUBBALLI | HAVERI | HAVERI | HAVERI | HAVERI RURAL-1
2069 | HAVERI_220KV | GUTTAL_110KV | 241235127D | HOSARITTI_33KV | BANK-2 | F09 | D | F09-BAILAMADAPUR | AGRICULTURE | HAVERI | HAVERI | HUBBALLI | HAVERI | HAVERI | HAVERI | HAVERI RURAL-1
2070 | HAVERI_220KV | GUTTAL_110KV | 241235127C | HOSARITTI_33KV | BANK-3 | F10 | C | F10-MELAMURI | AGRICULTURE | HAVERI | HAVERI | HUBBALLI | HAVERI | HAVERI | HAVERI | HAVERI RURAL-1
2071 | HAVERI_220KV | GUTTAL_110KV | 241235127J | HOSARITTI_33KV | BANK-3 | F11 | J | F11-AKKUR IP | AGRICULTURE | HAVERI | HAVERI | HUBBALLI | HAVERI | HAVERI | HAVERI | HAVERI RURAL-1
2072 | HAVERI_220KV | GUTTAL_110KV | 241235127L | HOSARITTI_33KV | BANK-3 | F12 | L | F12-MARADUR LIS | LIFT IRRIGATION | HAVERI | HAVERI | HUBBALLI | HAVERI | HAVERI | HAVERI | HAVERI RURAL-1
2075 | SAUNDATTI_220KV | BELAWADI(UDAKERI)_110KV | 120471468A | HOSUR_110KV | BANK-1 | F01 | A | F01-SOGAL IP | AGRICULTURE | BELAGAVI | SAUNDATTI | BELAGAVI | BELAGAVI | BAILHONGAL | SAUNDATTI | MALLUR
2076 | SAUNDATTI_220KV | BELAWADI(UDAKERI)_110KV | 120471468B | HOSUR_110KV | BANK-1 | F02 | B | F02-BHL WATER SUPPLY | WATER SUPPLY | BELAGAVI | SAUNDATTI | BELAGAVI | BELAGAVI | BAILHONGAL | SAUNDATTI | MALLUR
2077 | SAUNDATTI_220KV | BELAWADI(UDAKERI)_110KV | 120471468C | HOSUR_110KV | BANK-1 | F03 | C | F03-INGALAGI NJY | NJY | BELAGAVI | SAUNDATTI | BELAGAVI | BELAGAVI | BAILHONGAL | SAUNDATTI | MALLUR
2078 | SAUNDATTI_220KV | BELAWADI(UDAKERI)_110KV | 120471468D | HOSUR_110KV | BANK-1 | F04 | D | F04-MATOLLI RB IP | AGRICULTURE | BELAGAVI | SAUNDATTI | BELAGAVI | BELAGAVI | BAILHONGAL | SAUNDATTI | MALLUR
2079 | SAUNDATTI_220KV | BELAWADI(UDAKERI)_110KV | 120471468E | HOSUR_110KV | BANK-1 | F05 | E | F05-INGALAGI RB IP | AGRICULTURE | BELAGAVI | SAUNDATTI | BELAGAVI | BELAGAVI | BAILHONGAL | SAUNDATTI | MALLUR
2080 | SAUNDATTI_220KV | BELAWADI(UDAKERI)_110KV | 120471468F | HOSUR_110KV | BANK-1 | F06 | F | F06-HOSUR NELHOLA IP | AGRICULTURE | BELAGAVI | SAUNDATTI | BELAGAVI | BELAGAVI | BAILHONGAL | SAUNDATTI | MALLUR
2081 | BELAGAVI_220KV | BELAGAVI_220KV | 120508368A | HUDALI_110KV | BANK-1 | F02 | A | F02-HUDALI EIP | AGRICULTURE | BELAGAVI | BELAGAVI | BELAGAVI | BELAGAVI | BELAGAVI RURAL | BELAGAVI RSD-2 | R-II
2082 | BELAGAVI_220KV | BELAGAVI_220KV | 120508368B | HUDALI_110KV | BANK-1 | F01 | B | F01-RAMAPUR NJY | NJY | BELAGAVI | BELAGAVI | BELAGAVI | BELAGAVI | BELAGAVI RURAL | BELAGAVI RSD-2 | R-II
2083 | BELAGAVI_220KV | BELAGAVI_220KV | 121130368C | HUDALI_110KV | BANK-1 | F09 | C | F09-GUJANAL IP | AGRICULTURE | BELAGAVI | GOKAK | BELAGAVI | BELAGAVI | GHATAPRABHA | GOKAK | ANKALAGI
2084 | BELAGAVI_220KV | BELAGAVI_220KV | 120508368D | HUDALI_110KV | BANK-1 | F04 | D | F04-CHANDAGAD NJY | NJY | BELAGAVI | BELAGAVI | BELAGAVI | BELAGAVI | BELAGAVI RURAL | BELAGAVI RSD-2 | R-II
2085 | BELAGAVI_220KV | BELAGAVI_220KV | 120508368E | HUDALI_110KV | BANK-1 | F05 | E | F05-KHANGAON | AGRICULTURE | BELAGAVI | BELAGAVI | BELAGAVI | BELAGAVI | BELAGAVI RURAL | BELAGAVI RSD-2 | R-II
2086 | BELAGAVI_220KV | BELAGAVI_220KV | 120508368F | HUDALI_110KV | BANK-1 | F06 | F | F06-CHANDUR IP | AGRICULTURE | BELAGAVI | BELAGAVI | BELAGAVI | BELAGAVI | BELAGAVI RURAL | BELAGAVI RSD-2 | R-II
2087 | BELAGAVI_220KV | BELAGAVI_220KV | 120508368G | HUDALI_110KV | BANK-1 | F11 | G | F11-NANDI | WATER SUPPLY | BELAGAVI | BELAGAVI | BELAGAVI | BELAGAVI | BELAGAVI RURAL | BELAGAVI RSD-2 | R-II
2088 | BELAGAVI_220KV | BELAGAVI_220KV | 120508368J | HUDALI_110KV | BANK-2 | F08 | J | F08-KUMARI IP | AGRICULTURE | BELAGAVI | BELAGAVI | BELAGAVI | BELAGAVI | BELAGAVI RURAL | BELAGAVI RSD-2 | R-II
2089 | BELAGAVI_220KV | BELAGAVI_220KV | 120508368K | HUDALI_110KV | BANK-1 | F03 | K | F03-SOMANATTI | AGRICULTURE | BELAGAVI | BELAGAVI | BELAGAVI | BELAGAVI | BELAGAVI RURAL | BELAGAVI RSD-2 | R-II
2095 | SHIGGAON_220KV | SAVANUR_110KV | 241273129A | HULAGUR_33KV | BANK-1 | F02 | A | F02-SHISHUVINAHALA NJY | NJY | HAVERI | SHIGGAON | HUBBALLI | HAVERI | HAVERI | SHIGGAON | HULGUR
2096 | SHIGGAON_220KV | SAVANUR_110KV | 241273129B | HULAGUR_33KV | BANK-1 | F06 | B | F06-HULAGUR NJY | NJY | HAVERI | SAVANUR | HUBBALLI | HAVERI | HAVERI | SHIGGAON | HULGUR
2097 | SHIGGAON_220KV | SAVANUR_110KV | 241273129C | HULAGUR_33KV | BANK-1 | F03 | C | F03-BASAVANALA | AGRICULTURE | HAVERI | SAVANUR | HUBBALLI | HAVERI | HAVERI | SHIGGAON | HULGUR
2098 | SHIGGAON_220KV | SAVANUR_110KV | 241273129D | HULAGUR_33KV | BANK-2 | F04 | D | F04-KENGAPUR | AGRICULTURE | HAVERI | SAVANUR | HUBBALLI | HAVERI | HAVERI | SHIGGAON | HULGUR
2099 | SHIGGAON_220KV | SAVANUR_110KV | 241273129E | HULAGUR_33KV | BANK-2 | F05 | E | F05-BELVALAKOPPA | AGRICULTURE | HAVERI | SAVANUR | HUBBALLI | HAVERI | HAVERI | SHIGGAON | HULGUR
2100 | SHIGGAON_220KV | SAVANUR_110KV | 241273129F | HULAGUR_33KV | BANK-2 | F07 | F | F07-HIREBENDIGERI NJY | NJY | HAVERI | SHIGGAON | HUBBALLI | HAVERI | HAVERI | SHIGGAON | HULGUR
2101 | SHIGGAON_220KV | SAVANUR_110KV | 241272129G | HULAGUR_33KV | BANK-1 | F01 | G | F01-GONAL IP | AGRICULTURE | HAVERI | SAVANUR | HUBBALLI | HAVERI | HAVERI | SAVANUR | RURAL-1
2103 | GADAG_220KV | GADAG_110KV | 251067130A | HULAKOTI_33KV | BANK-1 | F02 | A | F02-BINKADAKATTI NJY | NJY | GADAG | GADAG | HUBBALLI | GADAG | GADAG | GADAG RSD | HULAKOTI
2104 | GADAG_220KV | GADAG_110KV | 251067130B | HULAKOTI_33KV | BANK-2 | F07 | B | F07-HULAKOTI NJY | NJY | GADAG | GADAG | HUBBALLI | GADAG | GADAG | GADAG RSD | HULAKOTI
2105 | GADAG_220KV | GADAG_110KV | 251067130C | HULAKOTI_33KV | BANK-1 | F01 | C | F01-ASUNDI | AGRICULTURE | GADAG | GADAG | HUBBALLI | GADAG | GADAG | GADAG RSD | HULAKOTI
2106 | GADAG_220KV | GADAG_110KV | 251067130D | HULAKOTI_33KV | BANK-2 | F06 | D | F06-HOSALLI NJY | NJY | GADAG | GADAG | HUBBALLI | GADAG | GADAG | GADAG RSD | HULAKOTI
2107 | GADAG_220KV | GADAG_110KV | 251067130E | HULAKOTI_33KV | BANK-1 | F03 | E | F03-INDUSTRIAL | INDUSTRIAL | GADAG | GADAG | HUBBALLI | GADAG | GADAG | GADAG RSD | HULAKOTI
2108 | GADAG_220KV | GADAG_110KV | 251067130H | HULAKOTI_33KV | BANK-1 | F04 | H | F04-DUNDUR | AGRICULTURE | GADAG | GADAG | HUBBALLI | GADAG | GADAG | GADAG RSD | HULAKOTI
2109 | GADAG_220KV | GADAG_110KV | 251067130I | HULAKOTI_33KV | BANK-1 | F05 | I | F05-CHIKKAHANDIGOL NJY | NJY | GADAG | GADAG | HUBBALLI | GADAG | GADAG | GADAG RSD | HULAKOTI
2110 | GADAG_220KV | GADAG_110KV | 251067130F | HULAKOTI_33KV | BANK-2 | F08 | F | F08-KURTKOTI | AGRICULTURE | GADAG | GADAG | HUBBALLI | GADAG | GADAG | GADAG RSD | HULAKOTI
2112 | GADAG_220KV | GADAG_110KV | 291067130J | HULAKOTI_33KV | BANK-2 | F10 | J | F10-HANI NEERAVARI HULAKOTI | LIFT IRRIGATION | GADAG | GADAG | HUBBALLI | GADAG | GADAG | GADAG RSD | HULAKOTI
2114 | BAGALKOT_220KV | SALAHALLI_110KV | 122161131A | HULAKUND_33KV | BANK-1 | F01 | A | F01-MURKATNAL | AGRICULTURE | BELAGAVI | RAMDURG | BELAGAVI | BELAGAVI | RAMDURG | RAMDURG | HULAKUND
2115 | BAGALKOT_220KV | SALAHALLI_110KV | 122161131B | HULAKUND_33KV | BANK-1 | F02 | B | F02-HULKUND IP | AGRICULTURE | BELAGAVI | RAMDURG | BELAGAVI | BELAGAVI | RAMDURG | RAMDURG | HULAKUND
2116 | BAGALKOT_220KV | SALAHALLI_110KV | 122161131C | HULAKUND_33KV | BANK-1 | F03 | C | F03-BAGOJIKOPPA NJY | NJY | BELAGAVI | RAMDURG | BELAGAVI | BELAGAVI | RAMDURG | RAMDURG | HULAKUND
2117 | BAGALKOT_220KV | SALAHALLI_110KV | 122161131D | HULAKUND_33KV | BANK-1 | F04 | D | F04-KUNNAL IP | AGRICULTURE | BELAGAVI | RAMDURG | BELAGAVI | BELAGAVI | RAMDURG | RAMDURG | HULAKUND
2118 | BAGALKOT_220KV | SALAHALLI_110KV | 122161131H | HULAKUND_33KV | BANK-2 | F05 | H | F05-RAMALINGESHWAR | AGRICULTURE | BELAGAVI | RAMDURG | BELAGAVI | BELAGAVI | RAMDURG | RAMDURG | HULAKUND
2119 | BAGALKOT_220KV | SALAHALLI_110KV | 122161131F | HULAKUND_33KV | BANK-2 | F06 | F | F06-CHIKKOPPA | AGRICULTURE | BELAGAVI | RAMDURG | BELAGAVI | BELAGAVI | RAMDURG | RAMDURG | HULAKUND
2120 | BAGALKOT_220KV | SALAHALLI_110KV | 122161131G | HULAKUND_33KV | BANK-2 | F07 | G | F07-KUNNAL | AGRICULTURE | BELAGAVI | RAMDURG | BELAGAVI | BELAGAVI | RAMDURG | RAMDURG | HULAKUND
2122 | SAUNDATTI_220KV | MUNAVALLI_110KV | 120671404A | HULIKATTI_33KV | BANK-1 | F01 | A | F01A-KAGADAL IP | AGRICULTURE | BELAGAVI | SAUNDATTI | BELAGAVI | BELAGAVI | BAILHONGAL | SAUNDATTI | CHULAKI
2124 | SAUNDATTI_220KV | MUNAVALLI_110KV | 120671404B | HULIKATTI_33KV | BANK-1 | F02 | B | F02-ACHAMATTI NJY | NJY | BELAGAVI | SAUNDATTI | BELAGAVI | BELAGAVI | BAILHONGAL | SAUNDATTI | CHULAKI
2125 | SAUNDATTI_220KV | MUNAVALLI_110KV | 120671404D | HULIKATTI_33KV | BANK-1 | F04 | D | F04-MANIKATTI NJY | NJY | BELAGAVI | SAUNDATTI | BELAGAVI | BELAGAVI | BAILHONGAL | SAUNDATTI | CHULAKI
2126 | SAUNDATTI_220KV | MUNAVALLI_110KV | 120671404E | HULIKATTI_33KV | BANK-2 | F05 | E | F05-SHIRASANGI NJY | NJY | BELAGAVI | SAUNDATTI | BELAGAVI | BELAGAVI | BAILHONGAL | SAUNDATTI | MUNAVALLI
2127 | SAUNDATTI_220KV | MUNAVALLI_110KV | 120671404G | HULIKATTI_33KV | BANK-2 | F08 | G | F08-GORABAL IP | AGRICULTURE | BELAGAVI | SAUNDATTI | BELAGAVI | BELAGAVI | BAILHONGAL | SAUNDATTI | MUNAVALLI
2128 | SAUNDATTI_220KV | MUNAVALLI_110KV | 120671404H | HULIKATTI_33KV | BANK-2 | F07 | H | F07-GOVINAKOPPA IP | AGRICULTURE | BELAGAVI | SAUNDATTI | BELAGAVI | BELAGAVI | BAILHONGAL | SAUNDATTI | MUNAVALLI
2129 | SAUNDATTI_220KV | MUNAVALLI_110KV | 120671404J | HULIKATTI_33KV | BANK-2 | F06 | J | F06-SHIRASANGI IP | AGRICULTURE | BELAGAVI | SAUNDATTI | BELAGAVI | BELAGAVI | BAILHONGAL | SAUNDATTI | MUNAVALLI
2133 | RANEBENNUR_220KV |  | 242283493A | HULLATTI_110KV | BANK-1 | F01 | A | F01-BASAVESHWARA NJY | NJY | HAVERI | RATTIHALLI | HUBBALLI | HAVERI | RANEBENNUR | RATTIHALLI | RATTIHALLI
2134 | RANEBENNUR_220KV |  | 242283493B | HULLATTI_110KV | BANK-1 | F02 | B | F02-HULLATTI IP | AGRICULTURE | HAVERI | RATTIHALLI | HUBBALLI | HAVERI | RANEBENNUR | RATTIHALLI | RATTIHALLI
2135 | RANEBENNUR_220KV |  | 242283493C | HULLATTI_110KV | BANK-1 | F03 | C | F03-HIREMATTUR P | AGRICULTURE | HAVERI | RATTIHALLI | HUBBALLI | HAVERI | RANEBENNUR | RATTIHALLI | RATTIHALLI
2136 | RANEBENNUR_220KV |  | 242283493D | HULLATTI_110KV | BANK-1 | F04 | D | F04-SIDDESHWARA NJY | NJY | HAVERI | RATTIHALLI | HUBBALLI | HAVERI | RANEBENNUR | RATTIHALLI | RATTIHALLI
2137 | RANEBENNUR_220KV |  | 242283493E | HULLATTI_110KV | BANK-1 | F05 | E | F05-HIREYADACHI IP | AGRICULTURE | HAVERI | RATTIHALLI | HUBBALLI | HAVERI | RANEBENNUR | RATTIHALLI | RATTIHALLI
2138 | RANEBENNUR_220KV |  | 242283493F | HULLATTI_110KV | BANK-1 | F06 | F | F06-CHIKKAYADACHI IP | AGRICULTURE | HAVERI | RATTIHALLI | HUBBALLI | HAVERI | RANEBENNUR | RATTIHALLI | RATTIHALLI
2139 | RANEBENNUR_220KV |  | 242283493G | HULLATTI_110KV | BANK-2 | F07 | G | F07-MAVINATOP IP | AGRICULTURE | HAVERI | RATTIHALLI | HUBBALLI | HAVERI | RANEBENNUR | RATTIHALLI | RATTIHALLI
2140 | RANEBENNUR_220KV |  | 242283493H | HULLATTI_110KV | BANK-2 | F08 | H | F08-NESHVI IP | AGRICULTURE | HAVERI | RATTIHALLI | HUBBALLI | HAVERI | RANEBENNUR | RATTIHALLI | RATTIHALLI
2141 | RANEBENNUR_220KV |  | 242283493I | HULLATTI_110KV | BANK-2 | F09 | I | F09-KODIHALLI IP | AGRICULTURE | HAVERI | RATTIHALLI | HUBBALLI | HAVERI | RANEBENNUR | RATTIHALLI | RATTIHALLI
2142 | RANEBENNUR_220KV |  | 242283493J | HULLATTI_110KV | BANK-2 | F10 | J | F10-TIMALAPURA NJY | NJY | HAVERI | RATTIHALLI | HUBBALLI | HAVERI | RANEBENNUR | RATTIHALLI | RATTIHALLI
2143 | B.BAGEWADI_220KV | MUDDEBIHAL_110KV | 180251472A | HULLUR(JATTAGI)_110KV | BANK-1 | F01 | A | F01-GONAL IP | AGRICULTURE | VIJAYAPUR | MUDDEBIHAL | BELAGAVI | VIJAYAPUR | B.BAGEWADI | MUDDEBIHAL | MUDDEBIHAL RURAL
2144 | B.BAGEWADI_220KV | MUDDEBIHAL_110KV | 180251472B | HULLUR(JATTAGI)_110KV | BANK-1 | F02 | B | F02-MADINAL IP | AGRICULTURE | VIJAYAPUR | MUDDEBIHAL | BELAGAVI | VIJAYAPUR | B.BAGEWADI | MUDDEBIHAL | MUDDEBIHAL RURAL
2145 | B.BAGEWADI_220KV | MUDDEBIHAL_110KV | 180251472C | HULLUR(JATTAGI)_110KV | BANK-1 | F03 | C | F03-MUDUR THANDA | AGRICULTURE | VIJAYAPUR | MUDDEBIHAL | BELAGAVI | VIJAYAPUR | B.BAGEWADI | MUDDEBIHAL | MUDDEBIHAL RURAL
2146 | B.BAGEWADI_220KV | MUDDEBIHAL_110KV | 180251472D | HULLUR(JATTAGI)_110KV | BANK-1 | F04 | D | F04-JATTAGI THANDA IP | AGRICULTURE | VIJAYAPUR | MUDDEBIHAL | BELAGAVI | VIJAYAPUR | B.BAGEWADI | MUDDEBIHAL | HULLUR
2147 | B.BAGEWADI_220KV | MUDDEBIHAL_110KV | 180251472E | HULLUR(JATTAGI)_110KV | BANK-1 | F05 | E | F05-CHALMI IP | AGRICULTURE | VIJAYAPUR | MUDDEBIHAL | BELAGAVI | VIJAYAPUR | B.BAGEWADI | MUDDEBIHAL | MUDDEBIHAL RURAL
2148 | B.BAGEWADI_220KV | MUDDEBIHAL_110KV | 180251472F | HULLUR(JATTAGI)_110KV | BANK-1 | F06 | F | F06-KANDAGANUR | AGRICULTURE | VIJAYAPUR | MUDDEBIHAL | BELAGAVI | VIJAYAPUR | B.BAGEWADI | MUDDEBIHAL | MUDDEBIHAL RURAL
2149 | B.BAGEWADI_220KV | MUDDEBIHAL_110KV | 180251472G | HULLUR(JATTAGI)_110KV | BANK-2 | F07 | G | F07-VENKATESHWAR NAGAR | AGRICULTURE | VIJAYAPUR | MUDDEBIHAL | BELAGAVI | VIJAYAPUR | B.BAGEWADI | MUDDEBIHAL | MUDDEBIHAL RURAL
2150 | B.BAGEWADI_220KV | MUDDEBIHAL_110KV | 180251472H | HULLUR(JATTAGI)_110KV | BANK-2 | F08 | H | F08-BALABATTI | AGRICULTURE | VIJAYAPUR | MUDDEBIHAL | BELAGAVI | VIJAYAPUR | B.BAGEWADI | MUDDEBIHAL | MUDDEBIHAL RURAL
2151 | B.BAGEWADI_220KV | MUDDEBIHAL_110KV | 180251472I | HULLUR(JATTAGI)_110KV | BANK-2 | F09 | I | F09-KALAGI IP | AGRICULTURE | VIJAYAPUR | MUDDEBIHAL | BELAGAVI | VIJAYAPUR | B.BAGEWADI | MUDDEBIHAL | HULLUR
2152 | B.BAGEWADI_220KV | MUDDEBIHAL_110KV | 180251472J | HULLUR(JATTAGI)_110KV | BANK-2 | F10 | J | F10-SIDDARUDA IP | AGRICULTURE | VIJAYAPUR | MUDDEBIHAL | BELAGAVI | VIJAYAPUR | B.BAGEWADI | MUDDEBIHAL | MUDDEBIHAL RURAL
2153 | B.BAGEWADI_220KV | MUDDEBIHAL_110KV | 180251472K | HULLUR(JATTAGI)_110KV | BANK-2 | F11 | K | F11-HULLUR NJY | NJY | VIJAYAPUR | MUDDEBIHAL | BELAGAVI | VIJAYAPUR | B.BAGEWADI | MUDDEBIHAL | MUDDEBIHAL RURAL
2154 | B.BAGEWADI_220KV | MUDDEBIHAL_110KV | 180251472L | HULLUR(JATTAGI)_110KV | BANK-2 | F12 | L | F12-KOPPA | AGRICULTURE | VIJAYAPUR | MUDDEBIHAL | BELAGAVI | VIJAYAPUR | B.BAGEWADI | MUDDEBIHAL | MUDDEBIHAL RURAL
2155 | KUSHTAGI_220KV | ILKAL_110KV | 110339133A | HUNGUND_110KV | BANK-1 | F01 | A | F01-KADIWALA NJY | NJY | BAGALKOT | HUNGUND | BELAGAVI | BAGALKOT | BAGALKOT | HUNAGUND | HUNGUND
2156 | KUSHTAGI_220KV | ILKAL_110KV | 110339133B | HUNGUND_110KV | BANK-1 | F02 | B | F02-CHITWADAGI NJY | NJY | BAGALKOT | HUNGUND | BELAGAVI | BAGALKOT | BAGALKOT | HUNAGUND | HUNGUND
2157 | KUSHTAGI_220KV | ILKAL_110KV | 110339133C | HUNGUND_110KV | BANK-1 | F03 | C | F03-HUNAGUND CITY | URBAN NDHQ | BAGALKOT | HUNGUND | BELAGAVI | BAGALKOT | BAGALKOT | HUNAGUND | HUNGUND
2158 | KUSHTAGI_220KV | ILKAL_110KV | 110339133D | HUNGUND_110KV | BANK-1 | F04 | D | F04-SVM | URBAN NDHQ | BAGALKOT | HUNGUND | BELAGAVI | BAGALKOT | BAGALKOT | HUNAGUND | HUNGUND
2159 | KUSHTAGI_220KV | ILKAL_110KV | 110339133F | HUNGUND_110KV | BANK-1 | F06 | F | F06-NAGUR IP | AGRICULTURE | BAGALKOT | HUNGUND | BELAGAVI | BAGALKOT | BAGALKOT | HUNAGUND | HUNGUND
2160 | KUSHTAGI_220KV | ILKAL_110KV | 110339133G | HUNGUND_110KV | BANK-2 | F07 | G | F07-IDDALAGI IP | AGRICULTURE | BAGALKOT | HUNGUND | BELAGAVI | BAGALKOT | BAGALKOT | HUNAGUND | HUNGUND
2161 | KUSHTAGI_220KV | ILKAL_110KV | 110339133H | HUNGUND_110KV | BANK-2 | F08 | H | F08-INDUSTRIES | INDUSTRIAL | BAGALKOT | HUNGUND | BELAGAVI | BAGALKOT | BAGALKOT | HUNAGUND | HUNGUND
2162 | KUSHTAGI_220KV | ILKAL_110KV | 110339133I | HUNGUND_110KV | BANK-2 | F09 | I | F09-WATER SUPPLY | WATER SUPPLY | BAGALKOT | HUNGUND | BELAGAVI | BAGALKOT | BAGALKOT | HUNAGUND | HUNGUND
2163 | KUSHTAGI_220KV | ILKAL_110KV | 110339133J | HUNGUND_110KV | BANK-2 | F10 | J | F10-AMARAVATI | AGRICULTURE | BAGALKOT | HUNGUND | BELAGAVI | BAGALKOT | BAGALKOT | HUNAGUND | HUNGUND
2164 | KUSHTAGI_220KV | ILKAL_110KV | 110382133K | HUNGUND_110KV | BANK-2 | F11 | K | F11-DHANNUR NJY | NJY | BAGALKOT | HUNGUND | BELAGAVI | BAGALKOT | BAGALKOT | HUNAGUND | HUNGUND
2168 | KUSHTAGI_220KV | KUSHTAGI_220KV | 110339134A | ILKAL_110KV | BANK-1 | F01 | A | F01-PUMPHOUSE | URBAN NDHQ | BAGALKOT | HUNGUND | BELAGAVI | BAGALKOT | BAGALKOT | ILKAL | ILKAL
2169 | KUSHTAGI_220KV | KUSHTAGI_220KV | 110339134B | ILKAL_110KV | BANK-2 | F02 | B | F02-ILKAL TOWN | URBAN NDHQ | BAGALKOT | HUNGUND | BELAGAVI | BAGALKOT | BAGALKOT | ILKAL | ILKAL
2170 | KUSHTAGI_220KV | KUSHTAGI_220KV | 110339134C | ILKAL_110KV | BANK-1 | F03 | C | F03-VAJJAL | AGRICULTURE | BAGALKOT | ILKAL | BELAGAVI | BAGALKOT | BAGALKOT | ILKAL | NANDAWADAGI
2171 | KUSHTAGI_220KV | KUSHTAGI_220KV | 110339134D | ILKAL_110KV | BANK-1 | F04 | D | F04-BUDIHAL | AGRICULTURE | BAGALKOT | HUNGUND | BELAGAVI | BAGALKOT | BAGALKOT | ILKAL | KARADI
2172 | KUSHTAGI_220KV | KUSHTAGI_220KV | 110339134E | ILKAL_110KV | BANK-3 | F14 | E | F14-BALKUNDI | AGRICULTURE | BAGALKOT | HUNGUND | BELAGAVI | BAGALKOT | BAGALKOT | ILKAL | ILKAL
2173 | KUSHTAGI_220KV | KUSHTAGI_220KV | 110339134F | ILKAL_110KV | BANK-3 | F13 | F | F13-GEM INDUSTRIAL | INDUSTRIAL | BAGALKOT | HUNGUND | BELAGAVI | BAGALKOT | BAGALKOT | ILKAL | ILKAL
2174 | KUSHTAGI_220KV | KUSHTAGI_220KV | 110339134G | ILKAL_110KV | BANK-2 | F07 | G | F07-GAYATRI | URBAN NDHQ | BAGALKOT | ILKAL | BELAGAVI | BAGALKOT | BAGALKOT | ILKAL | ILKAL
2175 | KUSHTAGI_220KV | KUSHTAGI_220KV | 110339134H | ILKAL_110KV | BANK-2 | F08 | H | F08-FIRESTATION | URBAN NDHQ | BAGALKOT | HUNGUND | BELAGAVI | BAGALKOT | BAGALKOT | ILKAL | ILKAL
2176 | KUSHTAGI_220KV | KUSHTAGI_220KV | 110339134I | ILKAL_110KV | BANK-3 | F15 | I | F15-JAINDARSHAN | INDUSTRIAL | BAGALKOT | ILKAL | BELAGAVI | BAGALKOT | BAGALKOT | ILKAL | ILKAL
2177 | KUSHTAGI_220KV | KUSHTAGI_220KV | 110339134J | ILKAL_110KV | BANK-2 | F10 | J | F10-HANAMNAL | AGRICULTURE | BAGALKOT | ILKAL | BELAGAVI | BAGALKOT | BAGALKOT | ILKAL | ILKAL
2178 | KUSHTAGI_220KV | KUSHTAGI_220KV | 110339134K | ILKAL_110KV | BANK-1 | F05 | K | F05-GUGGALMARI NJY | NJY | BAGALKOT | HUNGUND | BELAGAVI | BAGALKOT | BAGALKOT | ILKAL | ILKAL
2179 | KUSHTAGI_220KV | KUSHTAGI_220KV | 110339134L | ILKAL_110KV | BANK-3 | F11 | L | F11-DARGA | URBAN NDHQ | BAGALKOT | ILKAL | BELAGAVI | BAGALKOT | BAGALKOT | ILKAL | ILKAL
2180 | KUSHTAGI_220KV | KUSHTAGI_220KV | 110339134N | ILKAL_110KV | BANK-3 | F12 | N | F12-HIREUPNAL INDUSTRIAL | INDUSTRIAL | BAGALKOT | ILKAL | BELAGAVI | BAGALKOT | BAGALKOT | ILKAL | ILKAL
2181 | KUSHTAGI_220KV | KUSHTAGI_220KV | 110339134M | ILKAL_110KV | BANK-1 | F06 | M | F06-TUMBA NJY | NJY | BAGALKOT | HUNGUND | BELAGAVI | BAGALKOT | BAGALKOT | ILKAL | KARADI
2182 | KUSHTAGI_220KV | KUSHTAGI_220KV | 110339134O | ILKAL_110KV | BANK-2 | F09 | O | F09-HOSUR NJY | NJY | BAGALKOT | ILKAL | BELAGAVI | BAGALKOT | BAGALKOT | ILKAL | ILKAL
2186 | INDI_220KV | INDI_220KV | 181612402A | INCHAGERI_110KV | BANK-1 | F01 | A | F01-SAVALASANG | AGRICULTURE | VIJAYAPUR | INDI | BELAGAVI | VIJAYAPUR | INDI | CHADACHAN | HORTHI
2187 | INDI_220KV | INDI_220KV | 181612402B | INCHAGERI_110KV | BANK-1 | F02 | B | F02-SATALAGAON | AGRICULTURE | VIJAYAPUR | INDI | BELAGAVI | VIJAYAPUR | INDI | CHADACHAN | ZALAKI
2188 | INDI_220KV | INDI_220KV | 181612402C | INCHAGERI_110KV | BANK-1 | F03 | C | F03-STONE CRUSHER NJY | NJY | VIJAYAPUR | INDI | BELAGAVI | VIJAYAPUR | INDI | CHADACHAN | CHADCHAN RURAL
2189 | INDI_220KV | INDI_220KV | 181612402D | INCHAGERI_110KV | BANK-1 | F04 | D | F04-KATRAL | AGRICULTURE | VIJAYAPUR | INDI | BELAGAVI | VIJAYAPUR | INDI | CHADACHAN | CHADCHAN RURAL
2190 | INDI_220KV | INDI_220KV | 181612402E | INCHAGERI_110KV | BANK-1 | F05 | E | F05-INACHAGERI | AGRICULTURE | VIJAYAPUR | INDI | BELAGAVI | VIJAYAPUR | INDI | CHADACHAN | HORTHI
2191 | INDI_220KV | INDI_220KV | 181612402F | INCHAGERI_110KV | BANK-1 | F06 | F | F06-INCHAGERI NJY | NJY | VIJAYAPUR | CHADACHAN | BELAGAVI | VIJAYAPUR | INDI | CHADACHAN | HORTHI
2192 | INDI_220KV | INDI_220KV | 181612402G | INCHAGERI_110KV | BANK-2 | F08 | G | F08-KANAKANAL | AGRICULTURE | VIJAYAPUR | INDI | BELAGAVI | VIJAYAPUR | INDI | CHADACHAN | CHADCHAN RURAL
2193 | INDI_220KV | INDI_220KV | 181612402H | INCHAGERI_110KV | BANK-2 | F09 | H | F09-JANGALAGI | AGRICULTURE | VIJAYAPUR | INDI | BELAGAVI | VIJAYAPUR | INDI | CHADACHAN | HORTHI
2194 | INDI_220KV | INDI_220KV | 181612402I | INCHAGERI_110KV | BANK-2 | F10 | I | F10-MAHAVEER NAGAR IP | AGRICULTURE | VIJAYAPUR | INDI | BELAGAVI | VIJAYAPUR | INDI | CHADACHAN | HORTHI
2195 | INDI_220KV | INDI_220KV | 181612402J | INCHAGERI_110KV | BANK-2 | F11 | J | F11-MALLIKARJUN DEVER GUDDA IP | AGRICULTURE | VIJAYAPUR | INDI | BELAGAVI | VIJAYAPUR | INDI | CHADACHAN | HORTHI
2200 | INDI_220KV | INDI_220KV | 181640135B | INDI_110KV | BANK-1 | F02 | B | F02-KHEDAGI OLD | AGRICULTURE | VIJAYAPUR | INDI | BELAGAVI | VIJAYAPUR | INDI | INDI | INDI RURAL
2201 | INDI_220KV | INDI_220KV | 181640135C | INDI_110KV | BANK-1 | F03 | C | F03-GOLASAR OLD | AGRICULTURE | VIJAYAPUR | INDI | BELAGAVI | VIJAYAPUR | INDI | INDI | INDI RURAL
2202 | INDI_220KV | INDI_220KV | 181640135D | INDI_110KV | BANK-1 | F04 | D | F04-SHIRASHYAD OLD | AGRICULTURE | VIJAYAPUR | INDI | BELAGAVI | VIJAYAPUR | INDI | INDI | INDI RURAL
2203 | INDI_220KV | INDI_220KV | 181640135E | INDI_110KV | BANK-2 | F06 | E | F06-TADAVALAGA | AGRICULTURE | VIJAYAPUR | INDI | BELAGAVI | VIJAYAPUR | INDI | INDI | ANJUTAGI
2204 | INDI_220KV | INDI_220KV | 181640135F | INDI_110KV | BANK-2 | F07 | F | F07-ANJUTAGI NJY | NJY | VIJAYAPUR | INDI | BELAGAVI | VIJAYAPUR | INDI | INDI | ANJUTAGI
2205 | INDI_220KV | INDI_220KV | 181640135H | INDI_110KV | BANK-2 | F08 | H | F08-INDI TOWN | URBAN NDHQ | VIJAYAPUR | INDI | BELAGAVI | VIJAYAPUR | INDI | INDI | INDI URBAN
2206 | INDI_220KV | INDI_220KV | 181640135I | INDI_110KV | BANK-3 | F09 | I | F09-KHEDAGI NEW | AGRICULTURE | VIJAYAPUR | INDI | BELAGAVI | VIJAYAPUR | INDI | INDI | INDI RURAL
2207 | INDI_220KV | INDI_220KV | 181640135J | INDI_110KV | BANK-3 | F10 | J | F10-GOLASAR NEW | AGRICULTURE | VIJAYAPUR | INDI | BELAGAVI | VIJAYAPUR | INDI | INDI | INDI RURAL
2208 | INDI_220KV | INDI_220KV | 181640135K | INDI_110KV | BANK-3 | F11 | K | F11-SHIRASHYAD NEW | AGRICULTURE | VIJAYAPUR | INDI | BELAGAVI | VIJAYAPUR | INDI | INDI | INDI RURAL
2209 | INDI_220KV | INDI_220KV | 181640135L | INDI_110KV | BANK-1 | F12 | L | F12-RODAGI NJY | NJY | VIJAYAPUR | INDI | BELAGAVI | VIJAYAPUR | INDI | INDI | INDI RURAL
2210 | INDI_220KV | INDI_220KV | 181640135M | INDI_110KV | BANK-1 | F13 | M | F13-VIJAYAPUR ROAD | URBAN NDHQ | VIJAYAPUR | INDI | BELAGAVI | VIJAYAPUR | INDI | INDI | INDI URBAN
2212 | INDI_220KV | INDI_220KV | 181640136A | INDI_220KV | BANK-1 | F01 | A | F01-DHANASHETTI TANDA | AGRICULTURE | VIJAYAPUR | INDI | BELAGAVI | VIJAYAPUR | INDI | INDI | ANJUTAGI
2213 | INDI_220KV | INDI_220KV | 181640136B | INDI_220KV | BANK-1 | F02 | B | F02-BUDIHAL | AGRICULTURE | VIJAYAPUR | INDI | BELAGAVI | VIJAYAPUR | INDI | INDI | ANJUTAGI
2214 | INDI_220KV | INDI_220KV | 181640136H | INDI_220KV | BANK-1 | F04 | H | F04-CHIKKABENUR | AGRICULTURE | VIJAYAPUR | INDI | BELAGAVI | VIJAYAPUR | INDI | INDI | ANJUTAGI
2215 | INDI_220KV | INDI_220KV | 181640136C | INDI_220KV | BANK-1 | F05 | C | F05-CHAVADIHAL | AGRICULTURE | VIJAYAPUR | INDI | BELAGAVI | VIJAYAPUR | INDI | INDI | ANJUTAGI
2216 | INDI_220KV | INDI_220KV | 181640136D | INDI_220KV | BANK-1 | F09 | D | F09-NIMBAL OLD | AGRICULTURE | VIJAYAPUR | INDI | BELAGAVI | VIJAYAPUR | INDI | INDI | ANJUTAGI
2217 | INDI_220KV | INDI_220KV | 181640136E | INDI_220KV | BANK-2 | F14 | E | F14-HANJAGI | AGRICULTURE | VIJAYAPUR | INDI | BELAGAVI | VIJAYAPUR | INDI | INDI | ANJUTAGI
2218 | INDI_220KV | INDI_220KV | 181640136F | INDI_220KV | BANK-1 | F06 | F | F06-NIMBAL NJY | NJY | VIJAYAPUR | INDI | BELAGAVI | VIJAYAPUR | INDI | INDI | ANJUTAGI
2220 | INDI_220KV | INDI_220KV | 181640136G | INDI_220KV | BANK-1 | F10 | G | F10-RAILWAY STATION ROAD | URBAN NDHQ | VIJAYAPUR | INDI | BELAGAVI | VIJAYAPUR | INDI | INDI | INDI URBAN
2221 | INDI_220KV | INDI_220KV | 181640136K | INDI_220KV | BANK-2 | F11 | K | F11-NIMBAL NEW | AGRICULTURE | VIJAYAPUR | INDI | BELAGAVI | VIJAYAPUR | INDI | INDI | ANJUTAGI
2222 | INDI_220KV | INDI_220KV | 181640136L | INDI_220KV | BANK-2 | F12 | L | F12-HANJAGI NEW | AGRICULTURE | VIJAYAPUR | INDI | BELAGAVI | VIJAYAPUR | INDI | INDI | ANJUTAGI
2223 | INDI_220KV | INDI_220KV | 181640136M | INDI_220KV | BANK-2 | F13 | M | F13-HIRE INDI ROAD | AGRICULTURE | VIJAYAPUR | INDI | BELAGAVI | VIJAYAPUR | INDI | INDI | ANJUTAGI
2224 | INDI_220KV | INDI_220KV | 181640136O | INDI_220KV | BANK-2 | F15 | O | F15-KBJNL WATER SUPPLY | WATER SUPPLY | VIJAYAPUR | INDI | BELAGAVI | VIJAYAPUR | INDI | INDI | ANJUTAGI
2228 | SRS_HUBLI_220KV | TARIHAL_110KV | 251425137A | INDUSTRIALESTATE_33KV | BANK-1 | F01 | A | F01-I2 TRUNK | URBAN DHQ | DHARWAD | HUBBALLI | HUBBALLI | HUBBALLI | HUBBALLI URBAN | HUBBALLI CSD-3 | UDYAM NAGAR
2229 | SRS_HUBLI_220KV | TARIHAL_110KV | 251425137B | INDUSTRIALESTATE_33KV | BANK-1 | F02 | B | F02-Y3 TRUNK | INDUSTRIAL | DHARWAD | HUBBALLI | HUBBALLI | HUBBALLI | HUBBALLI URBAN | HUBBALLI CSD-3 | UDYAM NAGAR
2230 | SRS_HUBLI_220KV | TARIHAL_110KV | 251425137C | INDUSTRIALESTATE_33KV | BANK-1 | F03 | C | F03-Z TRUNK | URBAN DHQ | DHARWAD | HUBBALLI | HUBBALLI | HUBBALLI | HUBBALLI URBAN | HUBBALLI CSD-3 | UDYAM NAGAR
2231 | SRS_HUBLI_220KV | TARIHAL_110KV | 251425137D | INDUSTRIALESTATE_33KV | BANK-2 | F04 | D | F04-C5-TRUNK | URBAN DHQ | DHARWAD | HUBBALLI | HUBBALLI | HUBBALLI | HUBBALLI URBAN | HUBBALLI CSD-3 | UDYAM NAGAR
2232 | SRS_HUBLI_220KV | TARIHAL_110KV | 251425137E | INDUSTRIALESTATE_33KV | BANK-2 | F05 | E | F05-ESI-4 | URBAN DHQ | DHARWAD | HUBBALLI | HUBBALLI | HUBBALLI | HUBBALLI URBAN | HUBBALLI CSD-2 | SO1/CHANAKYAPURI
2233 | SRS_HUBLI_220KV | TARIHAL_110KV | 251425137F | INDUSTRIALESTATE_33KV | BANK-2 | F06 | F | F06-INDUSTRIAL ESTATE (X3 TRUNK) | INDUSTRIAL | DHARWAD | HUBBALLI | HUBBALLI | HUBBALLI | HUBBALLI URBAN | HUBBALLI CSD-3 | UDYAM NAGAR
2236 | SAUNDATTI_220KV | KATAKOL_110KV | 120471435A | ITNAL(BHL)_110KV | BANK-1 | F02 | A | F02-KORAKOPPA IP | AGRICULTURE | BELAGAVI | SAUNDATTI | BELAGAVI | BELAGAVI | BAILHONGAL | SAUNDATTI | YARAGATTI
2237 | SAUNDATTI_220KV | KATAKOL_110KV | 120471435B | ITNAL(BHL)_110KV | BANK-1 | F01 | B | F01-MATADAHALLA IP | AGRICULTURE | BELAGAVI | SAUNDATTI | BELAGAVI | BELAGAVI | BAILHONGAL | SAUNDATTI | YARAGATTI
2238 | SAUNDATTI_220KV | KATAKOL_110KV | 122161435C | ITNAL(BHL)_110KV | BANK-1 | F03 | C | F03-GUDAGOPPA IP | AGRICULTURE | BELAGAVI | RAMDURG | BELAGAVI | BELAGAVI | RAMDURG | RAMDURG | HULAKUND
2239 | SAUNDATTI_220KV | KATAKOL_110KV | 120471435D | ITNAL(BHL)_110KV | BANK-1 | F04 | D | F04-SATTIGERI NJY | NJY | BELAGAVI | SAUNDATTI | BELAGAVI | BELAGAVI | BAILHONGAL | SAUNDATTI | YARAGATTI
2240 | SAUNDATTI_220KV | KATAKOL_110KV | 120471435E | ITNAL(BHL)_110KV | BANK-1 | F05 | E | F05-ITNAAL IP | AGRICULTURE | BELAGAVI | SAUNDATTI | BELAGAVI | BELAGAVI | BAILHONGAL | SAUNDATTI | YARAGATTI
2241 | MUGALKHOD (KABBUR)_220KV | MUGALKHOD (KABBUR)_220KV | 132034138A | ITNAL_110KV | BANK-3 | F15 | A | F15-BASAVANAGAR IP | AGRICULTURE | BELAGAVI | RAIBAG | BELAGAVI | CHIKKODI | RAIBAG | HARUGERI/MUDALAGI | KANKANAWADI/MUDALAGI
2242 | MUGALKHOD (KABBUR)_220KV | MUGALKHOD (KABBUR)_220KV | 132034138B | ITNAL_110KV | BANK-3 | F17 | B | F17-ITNAL | AGRICULTURE | BELAGAVI | RAIBAG | BELAGAVI | CHIKKODI | RAIBAG | HARUGERI | KANKANAWADI
2243 | MUGALKHOD (KABBUR)_220KV | MUGALKHOD (KABBUR)_220KV | 132034138M | ITNAL_110KV | BANK-1 | F03 | M | F03-PUJERI TOTA | AGRICULTURE | BELAGAVI | RAIBAG | BELAGAVI | CHIKKODI | RAIBAG | HARUGERI | KANKANAWADI
2244 | MUGALKHOD (KABBUR)_220KV | MUGALKHOD (KABBUR)_220KV | 132034138C | ITNAL_110KV | BANK-3 | F14 | C | F14-SWAMIKODI | AGRICULTURE | BELAGAVI | RAIBAG | BELAGAVI | CHIKKODI | RAIBAG | HARUGERI | KANKANAWADI
2245 | MUGALKHOD (KABBUR)_220KV | MUGALKHOD (KABBUR)_220KV | 132034138P | ITNAL_110KV | BANK-3 | F16 | P | F16-ITNAL NJY | NJY | BELAGAVI | RAIBAG | BELAGAVI | CHIKKODI | RAIBAG | HARUGERI | KANKANAWADI
2246 | MUGALKHOD (KABBUR)_220KV | MUGALKHOD (KABBUR)_220KV | 132034138D | ITNAL_110KV | BANK-1 | F01 | D | F01-NAIK TOTA | AGRICULTURE | BELAGAVI | RAIBAG | BELAGAVI | CHIKKODI | RAIBAG | HARUGERI | KANKANAWADI
2247 | MUGALKHOD (KABBUR)_220KV | MUGALKHOD (KABBUR)_220KV | 132034138E | ITNAL_110KV | BANK-1 | F04 | E | F04-GANESH NAGAR | AGRICULTURE | BELAGAVI | RAIBAG | BELAGAVI | CHIKKODI | RAIBAG | HARUGERI | KANKANAWADI
2248 | MUGALKHOD (KABBUR)_220KV | MUGALKHOD (KABBUR)_220KV | 132034138F | ITNAL_110KV | BANK-1 | F05 | F | F05-BRAMHANANDANAGAR | AGRICULTURE | BELAGAVI | RAIBAG | BELAGAVI | CHIKKODI | RAIBAG | HARUGERI | KANKANAWADI
2249 | MUGALKHOD (KABBUR)_220KV | MUGALKHOD (KABBUR)_220KV | 132034138G | ITNAL_110KV | BANK-3 | F13 | G | F13-TERADAL TOTA | AGRICULTURE | BELAGAVI | RAIBAG | BELAGAVI | CHIKKODI | RAIBAG | HARUGERI | KANKANAWADI
2250 | MUGALKHOD (KABBUR)_220KV | MUGALKHOD (KABBUR)_220KV | 132034138H | ITNAL_110KV | BANK-2 | F07 | H | F07-DASAR KODI | AGRICULTURE | BELAGAVI | RAIBAG | BELAGAVI | CHIKKODI | RAIBAG | HARUGERI | KANKANAWADI
2251 | MUGALKHOD (KABBUR)_220KV | MUGALKHOD (KABBUR)_220KV | 132034138I | ITNAL_110KV | BANK-2 | F09 | I | F09-LOKURE TOTA | AGRICULTURE | BELAGAVI | RAIBAG | BELAGAVI | CHIKKODI | RAIBAG | HARUGERI | KANKANAWADI
2252 | MUGALKHOD (KABBUR)_220KV | MUGALKHOD (KABBUR)_220KV | 132034138Q | ITNAL_110KV | BANK-2 | F10 | Q | F10-MUDALAGI TOTA | AGRICULTURE | BELAGAVI | RAIBAG | BELAGAVI | CHIKKODI | RAIBAG | HARUGERI | HIDAKAL
2253 | MUGALKHOD (KABBUR)_220KV | MUGALKHOD (KABBUR)_220KV | 132034138N | ITNAL_110KV | BANK-2 | F08 | N | F08-BIDARI TOTA | AGRICULTURE | BELAGAVI | RAIBAG | BELAGAVI | CHIKKODI | RAIBAG | HARUGERI | HIDAKAL
2254 | MUGALKHOD (KABBUR)_220KV | MUGALKHOD (KABBUR)_220KV | 132034138J | ITNAL_110KV | BANK-2 | F11 | J | F11-PATIL TOTA | AGRICULTURE | BELAGAVI | RAIBAG | BELAGAVI | CHIKKODI | RAIBAG | HARUGERI | KANKANAWADI
2255 | MUGALKHOD (KABBUR)_220KV | MUGALKHOD (KABBUR)_220KV | 132034138O | ITNAL_110KV | BANK-2 | F12 | O | F12-KANADAL TOTA | AGRICULTURE | BELAGAVI | RAIBAG | BELAGAVI | CHIKKODI | RAIBAG | HARUGERI | KANKANAWADI
2256 | MUGALKHOD (KABBUR)_220KV | MUGALKHOD (KABBUR)_220KV | 132034138K | ITNAL_110KV | BANK-1 | F06 | K | F06-LAXMI GUDI | AGRICULTURE | BELAGAVI | RAIBAG | BELAGAVI | CHIKKODI | RAIBAG | HARUGERI | KANKANAWADI
2257 | MUGALKHOD (KABBUR)_220KV | MUGALKHOD (KABBUR)_220KV | 132034138L | ITNAL_110KV | BANK-1 | F02 | L | F02-JACKWELL | AGRICULTURE | BELAGAVI | RAIBAG | BELAGAVI | CHIKKODI | RAIBAG | HARUGERI | KANKANAWADI
2258 | MAHALINGAPUR_220KV | MAHALINGAPUR_220KV | 111759139A | JAGADAL_33KV | BANK-1 | F01 | A | F01-JAGADAL NJY | NJY | BAGALKOT | JAMAKHANDI | BELAGAVI | BAGALKOT | JAMAKHANDI | RABAKAVI | BANAHATTI-RURAL
2259 | MAHALINGAPUR_220KV | MAHALINGAPUR_220KV | 111759139B | JAGADAL_33KV | BANK-1 | F02 | B | F02-LAXMI GUDI IP | AGRICULTURE | BAGALKOT | JAMAKHANDI | BELAGAVI | BAGALKOT | JAMAKHANDI | RABAKAVI | BANAHATTI-RURAL
2260 | MAHALINGAPUR_220KV | MAHALINGAPUR_220KV | 111759139C | JAGADAL_33KV | BANK-1 | F03 | C | F03-NAVALAGI-I | AGRICULTURE | BAGALKOT | RABAKAVI-BANAHATTI | BELAGAVI | BAGALKOT | JAMAKHANDI | RABAKAVI | BANAHATTI-RURAL
2261 | MAHALINGAPUR_220KV | MAHALINGAPUR_220KV | 111759139D | JAGADAL_33KV | BANK-1 | F04 | D | F04-BANDIGANI IP | AGRICULTURE | BAGALKOT | RABAKAVI-BANAHATTI | BELAGAVI | BAGALKOT | JAMAKHANDI | RABAKAVI | BANAHATTI-RURAL
2262 | MAHALINGAPUR_220KV | MAHALINGAPUR_220KV | 111759139F | JAGADAL_33KV | BANK-2 | F06 | F | F06-JAGADAL IP2 | AGRICULTURE | BAGALKOT | JAMAKHANDI | BELAGAVI | BAGALKOT | JAMAKHANDI | RABAKAVI | BANAHATTI-RURAL
2263 | MAHALINGAPUR_220KV | MAHALINGAPUR_220KV | 111759139G | JAGADAL_33KV | BANK-2 | F07 | G | F07-JANATA PLOT | AGRICULTURE | BAGALKOT | JAMAKHANDI | BELAGAVI | BAGALKOT | JAMAKHANDI | RABAKAVI | BANAHATTI-RURAL
2264 | MAHALINGAPUR_220KV | MAHALINGAPUR_220KV | 111759139I | JAGADAL_33KV | BANK-2 | F08 | I | F08-PATIL IP | AGRICULTURE | BAGALKOT | RABAKAVI-BANAHATTI | BELAGAVI | BAGALKOT | JAMAKHANDI | RABAKAVI | BANAHATTI-RURAL
2265 | MAHALINGAPUR_220KV | MAHALINGAPUR_220KV | 111759139J | JAGADAL_33KV | BANK-3 | F09 | J | F09-JANAWAD IP | AGRICULTURE | BAGALKOT | JAMAKHANDI | BELAGAVI | BAGALKOT | JAMAKHANDI | RABAKAVI | BANAHATTI-RURAL
2266 | MAHALINGAPUR_220KV | MAHALINGAPUR_220KV | 111759139K | JAGADAL_33KV | BANK-3 | F10 | K | F10-JAGADAL VILLAGE | AGRICULTURE | BAGALKOT | RABAKAVI-BANAHATTI | BELAGAVI | BAGALKOT | JAMAKHANDI | RABAKAVI | BANAHATTI-RURAL
2269 | MAHALINGAPUR_220KV | MAHALINGAPUR_220KV | 111741140A | JAMAKHANDI_110KV | BANK-1 | F01 | A | F01-ALAGUR RC NJY | NJY | BAGALKOT | JAMAKHANDI | BELAGAVI | BAGALKOT | JAMAKHANDI | JAMAKHANDI | JAMAKHANDI RURAL-II
2271 | MAHALINGAPUR_220KV | MAHALINGAPUR_220KV | 111741140C | JAMAKHANDI_110KV | BANK-1 | F03 | C | F03-APMC | URBAN NDHQ | BAGALKOT | JAMAKHANDI | BELAGAVI | BAGALKOT | JAMAKHANDI | JAMAKHANDI | JAMKHANDI-TOWN
2272 | MAHALINGAPUR_220KV | MAHALINGAPUR_220KV | 111741140D | JAMAKHANDI_110KV | BANK-1 | F04 | D | F04-HUNNUR NJY | NJY | BAGALKOT | JAMAKHANDI | BELAGAVI | BAGALKOT | JAMAKHANDI | JAMAKHANDI | JAMAKHANDI RURAL-I
2273 | MAHALINGAPUR_220KV | MAHALINGAPUR_220KV | 111741140E | JAMAKHANDI_110KV | BANK-1 | F05 | E | F05-RAMATEERTH | URBAN NDHQ | BAGALKOT | JAMAKHANDI | BELAGAVI | BAGALKOT | JAMAKHANDI | JAMAKHANDI | JAMKHANDI-TOWN
2274 | MAHALINGAPUR_220KV | MAHALINGAPUR_220KV | 111741140R | JAMAKHANDI_110KV | BANK-1 | F06 | R | F06-LAXMINAGAR | URBAN NDHQ | BAGALKOT | JAMAKHANDI | BELAGAVI | BAGALKOT | JAMAKHANDI | JAMAKHANDI | JAMKHANDI-TOWN
2275 | MAHALINGAPUR_220KV | MAHALINGAPUR_220KV | 111741140F | JAMAKHANDI_110KV | BANK-3 | F17 | F | F17-JAMAKHANDI | URBAN NDHQ | BAGALKOT | JAMAKHANDI | BELAGAVI | BAGALKOT | JAMAKHANDI | JAMAKHANDI | JAMKHANDI-TOWN
2276 | MAHALINGAPUR_220KV | MAHALINGAPUR_220KV | 111741140G | JAMAKHANDI_110KV | BANK-2 | F07 | G | F07-KANKANAWADI | AGRICULTURE | BAGALKOT | JAMAKHANDI | BELAGAVI | BAGALKOT | JAMAKHANDI | JAMAKHANDI | JAMAKHANDI-II
2277 | MAHALINGAPUR_220KV | MAHALINGAPUR_220KV | 111741140K | JAMAKHANDI_110KV | BANK-2 | F11 | K | F11-KHB COLONY | URBAN NDHQ | BAGALKOT | JAMAKHANDI | BELAGAVI | BAGALKOT | JAMAKHANDI | JAMAKHANDI | JAMKHANDI-TOWN
2278 | MAHALINGAPUR_220KV | MAHALINGAPUR_220KV | 111741140L | JAMAKHANDI_110KV | BANK-2 | F12 | L | F12-RAMBAG | URBAN NDHQ | BAGALKOT | JAMAKHANDI | BELAGAVI | BAGALKOT | JAMAKHANDI | JAMAKHANDI | JAMKHANDI-TOWN
2279 | MAHALINGAPUR_220KV | MAHALINGAPUR_220KV | 111741140N | JAMAKHANDI_110KV | BANK-3 | F14 | N | F14-HANCHINAL RC NJY | NJY | BAGALKOT | JAMAKHANDI | BELAGAVI | BAGALKOT | JAMAKHANDI | JAMAKHANDI | KONNUR
2280 | MAHALINGAPUR_220KV | MAHALINGAPUR_220KV | 111741140O | JAMAKHANDI_110KV | BANK-3 | F15 | O | F15-HULYAL | AGRICULTURE | BAGALKOT | JAMAKHANDI | BELAGAVI | BAGALKOT | JAMAKHANDI | JAMAKHANDI | KONNUR
2281 | MAHALINGAPUR_220KV | MAHALINGAPUR_220KV | 111741140P | JAMAKHANDI_110KV | BANK-3 | F16 | P | F16-JAKANUR NJY | NJY | BAGALKOT | JAMAKHANDI | BELAGAVI | BAGALKOT | JAMAKHANDI | JAMAKHANDI | JAMAKHANDI RURAL-II
2282 | MAHALINGAPUR_220KV | MAHALINGAPUR_220KV | 111741140S | JAMAKHANDI_110KV | BANK-2 | F09 | S | F09-BASAVESHWAR | URBAN NDHQ | BAGALKOT | JAMAKHANDI | BELAGAVI | BAGALKOT | JAMAKHANDI | JAMAKHANDI | JAMKHANDI-TOWN
2283 | MAHALINGAPUR_220KV | MAHALINGAPUR_220KV | 111741140T | JAMAKHANDI_110KV | BANK-3 | F13 | T | F13-KAREMMADEVI | AGRICULTURE | BAGALKOT | JAMAKHANDI | BELAGAVI | BAGALKOT | JAMAKHANDI | JAMAKHANDI | KONNUR
2289 | INDI_220KV | ATHARAGA_110KV | 182469460A | JAMBAGI_110KV | BANK-1 | F02 | A | F02-PRABHU DEVAR BETTA IP | AGRICULTURE | VIJAYAPUR | VIJAYAPUR | BELAGAVI | VIJAYAPUR | VIJAYAPUR | VIJAYAPUR RSD | SHIVANAGI
2290 | INDI_220KV | ATHARAGA_110KV | 182469460E | JAMBAGI_110KV | BANK-1 | F03 | E | F03-SHANKARLINGA IP | AGRICULTURE | VIJAYAPUR | VIJAYAPUR | BELAGAVI | VIJAYAPUR | VIJAYAPUR | VIJAYAPUR RSD | SHIVANAGI
2291 | INDI_220KV | ATHARAGA_110KV | 182469460C | JAMBAGI_110KV | BANK-1 | F01 | C | F01-JAMBAGI NJY | NJY | VIJAYAPUR | VIJAYAPUR | BELAGAVI | VIJAYAPUR | VIJAYAPUR | VIJAYAPUR RSD | SHIVANAGI
2292 | INDI_220KV | ATHARAGA_110KV | 182469460B | JAMBAGI_110KV | BANK-1 | F05 | B | F05-JAI HANUMAN IP | AGRICULTURE | VIJAYAPUR | VIJAYAPUR | BELAGAVI | VIJAYAPUR | VIJAYAPUR | VIJAYAPUR RSD | SHIVANAGI
2293 | INDI_220KV | ATHARAGA_110KV | 182469460D | JAMBAGI_110KV | BANK-1 | F04 | D | F04-GURUDEV IP | AGRICULTURE | VIJAYAPUR | VIJAYAPUR | BELAGAVI | VIJAYAPUR | VIJAYAPUR | VIJAYAPUR RSD | SHIVANAGI
2295 | ATHANI_220KV | ATHANI_110KV | 130103141A | JAMBAGI_33KV | BANK-3 | F12 | A | F12-HANUMAPUR | AGRICULTURE | BELAGAVI | ATHANI | BELAGAVI | CHIKKODI | ATHANI | ATHANI | JAMBAGI
2296 | ATHANI_220KV | ATHANI_110KV | 130103141M | JAMBAGI_33KV | BANK-1 | F01 | M | F01-MADHABHAVI | AGRICULTURE | BELAGAVI | ATHANI | BELAGAVI | CHIKKODI | ATHANI | ATHANI | JAMBAGI
2297 | ATHANI_220KV | ATHANI_110KV | 130103141B | JAMBAGI_33KV | BANK-1 | F02 | B | F02-JAKARATTI | AGRICULTURE | BELAGAVI | ATHANI | BELAGAVI | CHIKKODI | ATHANI | ATHANI | JAMBAGI
2298 | ATHANI_220KV | ATHANI_110KV | 130103141C | JAMBAGI_33KV | BANK-1 | F03 | C | F03-SAMBARAGI | AGRICULTURE | BELAGAVI | ATHANI | BELAGAVI | CHIKKODI | ATHANI | ATHANI | JAMBAGI
2299 | ATHANI_220KV | ATHANI_110KV | 130103141D | JAMBAGI_33KV | BANK-2 | F04 | D | F04-KHILEGAON_JAMBAGI | AGRICULTURE | BELAGAVI | ATHANI | BELAGAVI | CHIKKODI | ATHANI | ATHANI | JAMBAGI
2300 | ATHANI_220KV | ATHANI_110KV | 130103141E | JAMBAGI_33KV | BANK-2 | F05 | E | F05-NAGANUR PA | AGRICULTURE | BELAGAVI | ATHANI | BELAGAVI | CHIKKODI | ATHANI | ATHANI | JAMBAGI
2301 | ATHANI_220KV | ATHANI_110KV | 130103141F | JAMBAGI_33KV | BANK-2 | F06 | F | F06-TANVASHI | AGRICULTURE | BELAGAVI | ATHANI | BELAGAVI | CHIKKODI | ATHANI | ATHANI | JAMBAGI
2302 | ATHANI_220KV | ATHANI_110KV | 130103141G | JAMBAGI_33KV | BANK-2 | F07 | G | F07A-KALUTI | AGRICULTURE | BELAGAVI | ATHANI | BELAGAVI | CHIKKODI | ATHANI | ATHANI | JAMBAGI
2304 | ATHANI_220KV | ATHANI_110KV | 130103141J | JAMBAGI_33KV | BANK-3 | F11 | J | F11-NIVALAGI TOTA | AGRICULTURE | BELAGAVI | ATHANI | BELAGAVI | CHIKKODI | ATHANI | ATHANI | JAMBAGI
2305 | ATHANI_220KV | ATHANI_110KV | 130103141H | JAMBAGI_33KV | BANK-1 | F08 | H | F08-MADHABHAVI NJY (SHIDDESHWAR) | NJY | BELAGAVI | ATHANI | BELAGAVI | CHIKKODI | ATHANI | ATHANI | JAMBAGI
2306 | ATHANI_220KV | ATHANI_110KV | 130103141I | JAMBAGI_33KV | BANK-2 | F09 | I | F09-JAMBAGI NJY | NJY | BELAGAVI | ATHANI | BELAGAVI | CHIKKODI | ATHANI | ATHANI | JAMBAGI
2307 | ATHANI_220KV | ATHANI_110KV | 130103141K | JAMBAGI_33KV | BANK-3 | F10 | K | F10-VISHNUWADI | AGRICULTURE | BELAGAVI | ATHANI | BELAGAVI | CHIKKODI | ATHANI | ATHANI | JAMBAGI
2310 | CHIKKODI_220KV | NIPPANI_110KV | 130758381A | JATRAT_33KV | BANK-1 | F01 | A | F01-JATRAT NJY | NJY | BELAGAVI | CHIKKODI | BELAGAVI | CHIKKODI | CHIKKODI | NIPPANI | NIPPANI RURAL
2311 | CHIKKODI_220KV | NIPPANI_110KV | 130758381B | JATRAT_33KV | BANK-1 | F02 | B | F02-JATRAT RIVER BED | AGRICULTURE | BELAGAVI | CHIKKODI | BELAGAVI | CHIKKODI | CHIKKODI | NIPPANI | NIPPANI RURAL
2312 | CHIKKODI_220KV | NIPPANI_110KV | 130758381C | JATRAT_33KV | BANK-1 | F03 | C | F03-AKKOL RIVER BED | AGRICULTURE | BELAGAVI | NIPPANI | BELAGAVI | CHIKKODI | CHIKKODI | NIPPANI | KHADAKLAT
2314 | CHIKKODI_220KV | NIPPANI_110KV | 130758381E | JATRAT_33KV | BANK-2 | F05 | E | F05-AKKOL NJY | NJY | BELAGAVI | CHIKKODI | BELAGAVI | CHIKKODI | CHIKKODI | NIPPANI | KHADAKLAT
2316 | CHIKKODI_220KV | NIPPANI_110KV | 130758381G | JATRAT_33KV | BANK-2 | F07 | G | F07-PADALIHAL | AGRICULTURE | BELAGAVI | CHIKKODI | BELAGAVI | CHIKKODI | CHIKKODI | NIPPANI | KHADAKLAT
2317 | CHIKKODI_220KV | NIPPANI_110KV | 130758381H | JATRAT_33KV | BANK-2 | F08 | H | F08-NAGANUR IP | AGRICULTURE | BELAGAVI | CHIKKODI | BELAGAVI | CHIKKODI | CHIKKODI | NIPPANI | NIPPANI RURAL
2321 | INDI_220KV | ZALAKI_110KV | 181612447A | JIGAJEVANI_110KV | BANK-1 | F01 | A | F01-BILANASIDDA IP | AGRICULTURE | VIJAYAPUR | CHADACHAN | BELAGAVI | VIJAYAPUR | INDI | CHADACHAN | CHADCHAN RURAL
2322 | INDI_220KV | ZALAKI_110KV | 181612447B | JIGAJEVANI_110KV | BANK-1 | F02 | B | F02-DHUMAKANAL | AGRICULTURE | VIJAYAPUR | INDI | BELAGAVI | VIJAYAPUR | INDI | CHADACHAN | ZALAKI
2323 | INDI_220KV | ZALAKI_110KV | 181612447C | JIGAJEVANI_110KV | BANK-1 | F03 | C | F03-LAMANIHATT NJY | NJY | VIJAYAPUR | CHADACHAN | BELAGAVI | VIJAYAPUR | INDI | CHADACHAN | CHADCHAN RURAL
2324 | INDI_220KV | ZALAKI_110KV | 181612447D | JIGAJEVANI_110KV | BANK-1 | F04 | D | F04-JIGAJEVANI IP | AGRICULTURE | VIJAYAPUR | CHADACHAN | BELAGAVI | VIJAYAPUR | INDI | CHADACHAN | CHADCHAN RURAL
2325 | INDI_220KV | ZALAKI_110KV | 181612447E | JIGAJEVANI_110KV | BANK-1 | F05 | E | F05-BHAVANI IP | AGRICULTURE | VIJAYAPUR | CHADACHAN | BELAGAVI | VIJAYAPUR | INDI | CHADACHAN | CHADCHAN RURAL
2326 | INDI_220KV | ZALAKI_110KV | 181612447F | JIGAJEVANI_110KV | BANK-1 | F06 | F | F06-MALLIKARJUN IP | AGRICULTURE | VIJAYAPUR | CHADACHAN | BELAGAVI | VIJAYAPUR | INDI | CHADACHAN | CHADCHAN RURAL
2328 | TALAGUPPA_110KV | TALAGUPPA_110KV | 272374425A | JOG_110KV | BANK-2 | F01 | A | F01-BACHAGAR(JOG) | RURAL | UTTAR KANNADA | SIRSI | HUBBALLI | SIRSI | SIRSI | SIDDAPUR | RURAL
2329 | TALAGUPPA_110KV | TALAGUPPA_110KV | 272374425G | JOG_110KV | BANK-2 | F09 | G | F09-MAVINAGUNDI | RURAL | UTTAR KANNADA | SIDDAPUR | HUBBALLI | SIRSI | SIRSI | SIDDAPUR | RURAL
2330 | AMBEWADI_220KV | GANESHGUDI_110KV | 272526142A | JOIDA_33KV | BANK-1 | F01 | A | F01-JOIDA | RURAL | UTTAR KANNADA | JOIDA | HUBBALLI | SIRSI | DANDELI | DANDELI | JOIDA
2331 | AMBEWADI_220KV | GANESHGUDI_110KV | 272526142H | JOIDA_33KV | BANK-1 | F02 | H | F02-ULAVI UG CABLE | RURAL | UTTAR KANNADA | JOIDA | HUBBALLI | SIRSI | DANDELI | DANDELI | JOIDA
2332 | AMBEWADI_220KV | GANESHGUDI_110KV | 272526142C | JOIDA_33KV | BANK-1 | F03 | C | F03-GANESHGUDI | RURAL | UTTAR KANNADA | JOIDA | HUBBALLI | SIRSI | DANDELI | DANDELI | JOIDA
2333 | AMBEWADI_220KV | GANESHGUDI_110KV | 272526142D | JOIDA_33KV | BANK-2 | F04 | D | F04-AVARLI | RURAL | UTTAR KANNADA | JOIDA | HUBBALLI | SIRSI | DANDELI | DANDELI | JOIDA
2334 | AMBEWADI_220KV | GANESHGUDI_110KV | 272526142F | JOIDA_33KV | BANK-2 | F05 | F | F05-KUMBARWADA-ANSHI | RURAL | UTTAR KANNADA | DANDELI | HUBBALLI | SIRSI | DANDELI | DANDELI | JOIDA
2335 | AMBEWADI_220KV | GANESHGUDI_110KV | 272526142G | JOIDA_33KV | BANK-2 | F06 | G | F06-KSHETRAPAL | RURAL | UTTAR KANNADA | JOIDA | HUBBALLI | SIRSI | DANDELI | DANDELI | JOIDA
2338 | VIJAYAPUR_220KV | TORAVI_110KV | 182469423B | JUMNAL_110KV | BANK-1 | F02 | B | F02-HITTINHALLI NJY | NJY | VIJAYAPUR | VIJAYAPUR | BELAGAVI | VIJAYAPUR | VIJAYAPUR | VIJAYAPUR RSD | RURAL
2339 | VIJAYAPUR_220KV | TORAVI_110KV | 182419423C | JUMNAL_110KV | BANK-1 | F03 | C | F03-AGRI COLLEGE | URBAN DHQ | VIJAYAPUR | VIJAYAPUR | BELAGAVI | VIJAYAPUR | VIJAYAPUR | VIJAYAPUR CSD-2 | SO III
2340 | VIJAYAPUR_220KV | TORAVI_110KV | 182419423D | JUMNAL_110KV | BANK-1 | F04 | D | F04-SAI PARK | URBAN DHQ | VIJAYAPUR | VIJAYAPUR | BELAGAVI | VIJAYAPUR | VIJAYAPUR | VIJAYAPUR CSD-2 | SO III
2341 | VIJAYAPUR_220KV | TORAVI_110KV | 182419423E | JUMNAL_110KV | BANK-1 | F05 | E | F05-KANAKADAS BADAVANE | URBAN DHQ | VIJAYAPUR | VIJAYAPUR | BELAGAVI | VIJAYAPUR | VIJAYAPUR | VIJAYAPUR CSD-2 | SO III
2342 | VIJAYAPUR_220KV | TORAVI_110KV | 182419423F | JUMNAL_110KV | BANK-2 | F06 | F | F06-BEGUM TALAB | URBAN DHQ | VIJAYAPUR | VIJAYAPUR | BELAGAVI | VIJAYAPUR | VIJAYAPUR | VIJAYAPUR CSD-2 | SO III
2343 | VIJAYAPUR_220KV | TORAVI_110KV | 182469423G | JUMNAL_110KV | BANK-2 | F07 | G | F07-KARIGAR IP | AGRICULTURE | VIJAYAPUR | VIJAYAPUR | BELAGAVI | VIJAYAPUR | VIJAYAPUR | VIJAYAPUR RSD | RURAL
2344 | VIJAYAPUR_220KV | TORAVI_110KV | 182469423H | JUMNAL_110KV | BANK-2 | F08 | H | F08-HONAGANAHALLI NJY | NJY | VIJAYAPUR | VIJAYAPUR | BELAGAVI | VIJAYAPUR | VIJAYAPUR | VIJAYAPUR RSD | RURAL
2345 | VIJAYAPUR_220KV | TORAVI_110KV | 182469423I | JUMNAL_110KV | BANK-2 | F09 | I | F09-HIGH SCHOOL IP | AGRICULTURE | VIJAYAPUR | VIJAYAPUR | BELAGAVI | VIJAYAPUR | VIJAYAPUR | VIJAYAPUR RSD | RURAL
2346 | VIJAYAPUR_220KV | TORAVI_110KV | 182469423J | JUMNAL_110KV | BANK-2 | F10 | J | F10-SAVANAHALLI IP | AGRICULTURE | VIJAYAPUR | VIJAYAPUR | BELAGAVI | VIJAYAPUR | VIJAYAPUR | VIJAYAPUR RSD | RURAL
2347 | VIJAYAPUR_220KV | TORAVI_110KV | 182469423K | JUMNAL_110KV | BANK-2 | F11 | K | F11-JUMNAL IP | AGRICULTURE | VIJAYAPUR | VIJAYAPUR | BELAGAVI | VIJAYAPUR | VIJAYAPUR | VIJAYAPUR RSD | RURAL
2348 | VIJAYAPUR_220KV | TORAVI_110KV | 182469423L | JUMNAL_110KV | BANK-2 | F12 | L | F12-KHATIJAPUR IP | AGRICULTURE | VIJAYAPUR | VIJAYAPUR | BELAGAVI | VIJAYAPUR | VIJAYAPUR | VIJAYAPUR RSD | RURAL
2352 | CHIKKODI_220KV | CHIKKODI_110KV | 130713143A | KABBUR_33KV | BANK-1 | F04 | A | F04-DODDAL | AGRICULTURE | BELAGAVI | CHIKKODI | BELAGAVI | CHIKKODI | CHIKKODI | CHIKKODI | KABBUR
2353 | CHIKKODI_220KV | CHIKKODI_110KV | 130713143B | KABBUR_33KV | BANK-1 | F02 | B | F02-KANKIKODI | AGRICULTURE | BELAGAVI | CHIKKODI | BELAGAVI | CHIKKODI | CHIKKODI | CHIKKODI | KABBUR
2354 | CHIKKODI_220KV | CHIKKODI_110KV | 130713143C | KABBUR_33KV | BANK-1 | F03 | C | F03-KABBUR NJY | NJY | BELAGAVI | CHIKKODI | BELAGAVI | CHIKKODI | CHIKKODI | CHIKKODI | KABBUR
2355 | CHIKKODI_220KV | CHIKKODI_110KV | 130713143D | KABBUR_33KV | BANK-1 | F01 | D | F01-MALISIDDHESHWAR | AGRICULTURE | BELAGAVI | CHIKKODI | BELAGAVI | CHIKKODI | CHIKKODI | CHIKKODI | KABBUR
2356 | CHIKKODI_220KV | CHIKKODI_110KV | 130713143E | KABBUR_33KV | BANK-2 | F05 | E | F05-MEERAPPRATTI | AGRICULTURE | BELAGAVI | CHIKKODI | BELAGAVI | CHIKKODI | CHIKKODI | CHIKKODI | KABBUR
2357 | CHIKKODI_220KV | CHIKKODI_110KV | 130713143F | KABBUR_33KV | BANK-2 | F06 | F | F06-JODATTI | AGRICULTURE | BELAGAVI | CHIKKODI | BELAGAVI | CHIKKODI | CHIKKODI | CHIKKODI | KABBUR
2360 | SRS_HUBLI_220KV | SRS_HUBLI_220KV | 250842144A | KADANAKOPPA_110KV | BANK-1 | F01 | A | F01-KURAVINKOPPA | AGRICULTURE | DHARWAD | KALAGHATAGI | HUBBALLI | HUBBALLI | DHARWAD RURAL | KALAGHATAGI | MISHRIKOTI
2361 | SRS_HUBLI_220KV | SRS_HUBLI_220KV | 250842144B | KADANAKOPPA_110KV | BANK-1 | F05 | B | F05-UGNIKERI NJY | NJY | DHARWAD | KALAGHATAGI | HUBBALLI | HUBBALLI | DHARWAD RURAL | KALAGHATAGI | MISHRIKOTI
2362 | SRS_HUBLI_220KV | SRS_HUBLI_220KV | 250842144C | KADANAKOPPA_110KV | BANK-1 | F03 | C | F03-KADANAKOPPA | AGRICULTURE | DHARWAD | KALAGHATAGI | HUBBALLI | HUBBALLI | DHARWAD RURAL | KALAGHATAGI | MISHRIKOTI
2363 | SRS_HUBLI_220KV | SRS_HUBLI_220KV | 250842144D | KADANAKOPPA_110KV | BANK-1 | F11 | D | F11-AVM GRINITES NJY | NJY | DHARWAD | KALAGHATAGI | HUBBALLI | HUBBALLI | DHARWAD RURAL | KALAGHATAGI | MISHRIKOTI
2364 | SRS_HUBLI_220KV | SRS_HUBLI_220KV | 250842144E | KADANAKOPPA_110KV | BANK-2 | F09 | E | F09-CHELMATTI NJY | NJY | DHARWAD | KALAGHATAGI | HUBBALLI | HUBBALLI | DHARWAD RURAL | KALAGHATAGI | MISHRIKOTI
2365 | SRS_HUBLI_220KV | SRS_HUBLI_220KV | 250842144F | KADANAKOPPA_110KV | BANK-1 | F06 | F | F06-B GUDIHAL NJY | NJY | DHARWAD | KALAGHATAGI | HUBBALLI | HUBBALLI | DHARWAD RURAL | KALAGHATAGI | MISHRIKOTI
2366 | SRS_HUBLI_220KV | SRS_HUBLI_220KV | 250842144G | KADANAKOPPA_110KV | BANK-1 | F04 | G | F04-GANJIGATTI NJY | NJY | DHARWAD | KALAGHATAGI | HUBBALLI | HUBBALLI | DHARWAD RURAL | KALAGHATAGI | MISHRIKOTI
2367 | SRS_HUBLI_220KV | SRS_HUBLI_220KV | 250842144H | KADANAKOPPA_110KV | BANK-2 | F08 | H | F8-BUDANGUDDA | AGRICULTURE | DHARWAD | KALAGHATAGI | HUBBALLI | HUBBALLI | DHARWAD RURAL | KALAGHATAGI | MISHRIKOTI
2368 | SRS_HUBLI_220KV | SRS_HUBLI_220KV | 250842144I | KADANAKOPPA_110KV | BANK-2 | F10 | I | F10-MISHRIKOTI | AGRICULTURE | DHARWAD | KALAGHATAGI | HUBBALLI | HUBBALLI | DHARWAD RURAL | KALAGHATAGI | MISHRIKOTI
2369 | SRS_HUBLI_220KV | SRS_HUBLI_220KV | 250842144J | KADANAKOPPA_110KV | BANK-2 | F12 | J | F12-BHOGENAGARKOPPA | AGRICULTURE | DHARWAD | KALAGHATAGI | HUBBALLI | HUBBALLI | DHARWAD RURAL | KALAGHATAGI | MISHRIKOTI
2370 | SRS_HUBLI_220KV | SRS_HUBLI_220KV | 250842144K | KADANAKOPPA_110KV | BANK-2 | F02 | K | F02-DASANUR | AGRICULTURE | DHARWAD | KALAGHATAGI | HUBBALLI | HUBBALLI | DHARWAD RURAL | KALAGHATAGI | DUMMAWAD
2371 | SRS_HUBLI_220KV | SRS_HUBLI_220KV | 250842144L | KADANAKOPPA_110KV | BANK-2 | F07 | L | F07-MPCP NJY | NJY | DHARWAD | KALAGHATAGI | HUBBALLI | HUBBALLI | DHARWAD RURAL | KALAGHATAGI | MISHRIKOTI
2372 | AHERI_220KV | DEVARHIPPRAGI_110KV | 181627145A | KADLEWADA_33KV | BANK-1 | F02 | A | F02-KADLEWAD NJY | NJY | VIJAYAPUR | SINDAGI | BELAGAVI | VIJAYAPUR | INDI | DEVAR HIPPARAGI | DEVAR HIPPARAGI RURAL
2373 | AHERI_220KV | DEVARHIPPRAGI_110KV | 181627145B | KADLEWADA_33KV | BANK-1 | F01 | B | F01-HITTNALLI(GANGANAHALLI) | AGRICULTURE | VIJAYAPUR | SINDAGI | BELAGAVI | VIJAYAPUR | INDI | DEVAR HIPPARAGI | DEVAR HIPPARAGI RURAL
2374 | AHERI_220KV | DEVARHIPPRAGI_110KV | 181627145C | KADLEWADA_33KV | BANK-2 | F04 | C | F04-CHIKKARUGI | AGRICULTURE | VIJAYAPUR | SINDAGI | BELAGAVI | VIJAYAPUR | INDI | DEVAR HIPPARAGI | DEVAR HIPPARAGI RURAL
2375 | AHERI_220KV | DEVARHIPPRAGI_110KV | 181627145D | KADLEWADA_33KV | BANK-2 | F05 | D | F05-KADLEWAD | AGRICULTURE | VIJAYAPUR | SINDAGI | BELAGAVI | VIJAYAPUR | INDI | DEVAR HIPPARAGI | DEVAR HIPPARAGI RURAL
2376 | AHERI_220KV | DEVARHIPPRAGI_110KV | 181627145E | KADLEWADA_33KV | BANK-3 | F07 | E | F07-CHATTARAKI | AGRICULTURE | VIJAYAPUR | SINDAGI | BELAGAVI | VIJAYAPUR | INDI | DEVAR HIPPARAGI | DEVAR HIPPARAGI RURAL
2377 | AHERI_220KV | DEVARHIPPRAGI_110KV | 181627145F | KADLEWADA_33KV | BANK-3 | F08 | F | F08-MULASAVALAGI | AGRICULTURE | VIJAYAPUR | SINDAGI | BELAGAVI | VIJAYAPUR | INDI | DEVAR HIPPARAGI | DEVAR HIPPARAGI RURAL
2378 | AHERI_220KV | DEVARHIPPRAGI_110KV | 181627145G | KADLEWADA_33KV | BANK-2 | F06 | G | F06-CHATTARAKI NEW | AGRICULTURE | VIJAYAPUR | DEVAR HIPPARAGI | BELAGAVI | VIJAYAPUR | INDI | DEVAR HIPPARAGI | DEVAR HIPPARAGI RURAL
2379 | AHERI_220KV | DEVARHIPPRAGI_110KV | 181627145H | KADLEWADA_33KV | BANK-3 | F09 | H | F09-MULASVALAGI TANDA | AGRICULTURE | VIJAYAPUR | DEVAR HIPPARAGI | BELAGAVI | VIJAYAPUR | INDI | DEVAR HIPPARAGI | DEVAR HIPPARAGI RURAL
2380 | AHERI_220KV | DEVARHIPPRAGI_110KV | 181627145I | KADLEWADA_33KV | BANK-1 | F03 | I | F03-HITTANALLI IP II | AGRICULTURE | VIJAYAPUR | DEVAR HIPPARAGI | BELAGAVI | VIJAYAPUR | INDI | DEVAR HIPPARAGI | DEVAR HIPPARAGI RURAL
2381 | AHERI_220KV | DEVARHIPPRAGI_110KV | 181627145J | KADLEWADA_33KV | BANK-3 | F10 | J | F10-MULASAVALAGI NJY | NJY | VIJAYAPUR | DEVAR HIPPARAGI | BELAGAVI | VIJAYAPUR | INDI | DEVAR HIPPARAGI | DEVAR HIPPARAGI RURAL
2384 | KARWAR_220KV | KARWAR(SHEJWAD)_110KV | 271843146A | KADRA_33KV | BANK-1 | F01 | A | F01-KPC COLONY | RURAL | UTTAR KANNADA | KARWAR | HUBBALLI | SIRSI | KARWAR | KARWAR | KADRA
2385 | KARWAR_220KV | KARWAR(SHEJWAD)_110KV | 271843146B | KADRA_33KV | BANK-1 | F02 | B | F02-KODASALLI | RURAL | UTTAR KANNADA | KARWAR | HUBBALLI | SIRSI | KARWAR | KARWAR | KADRA
2386 | KARWAR_220KV | KARWAR(SHEJWAD)_110KV | 271843146C | KADRA_33KV | BANK-2 | F03 | C | F03-KADRA POWER HOUSE | RURAL | UTTAR KANNADA | KARWAR | HUBBALLI | SIRSI | KARWAR | KARWAR | KADRA
2387 | KARWAR_220KV | KARWAR(SHEJWAD)_110KV | 271843146D | KADRA_33KV | BANK-2 | F04 | D | F04-KURNIPET | RURAL | UTTAR KANNADA | KARWAR | HUBBALLI | SIRSI | KARWAR | KARWAR | KADRA
2388 | KARWAR_220KV | KARWAR(SHEJWAD)_110KV | 271843146E | KADRA_33KV | BANK-2 | F05 | E | F05-RURAL KADRA | RURAL | UTTAR KANNADA | KARWAR | HUBBALLI | SIRSI | KARWAR | KARWAR | KADRA
2389 | KARWAR_220KV | KARWAR(SHEJWAD)_110KV | 271843146F | KADRA_33KV | BANK-2 | F06 | F | F06-GOTEGALLI WATER SUPPLY | WATER SUPPLY | UTTAR KANNADA | KARWAR | HUBBALLI | SIRSI | KARWAR | KARWAR | KADRA
2390 | KUDACHI_220KV | KUDACHI_220KV | 130178147M | KAGAWAD_110KV | BANK-1 | F03 | M | F03-LAXMI RIVER BED | AGRICULTURE | BELAGAVI | KAGAWAD | BELAGAVI | CHIKKODI | ATHANI | UGAR | KAGAWAD
2391 | KUDACHI_220KV | KUDACHI_220KV | 130178147B | KAGAWAD_110KV | BANK-1 | F04 | B | F04-WATER SUPPLY | WATER SUPPLY | BELAGAVI | KAGAWAD | BELAGAVI | CHIKKODI | ATHANI | UGAR | KAGAWAD
2392 | KUDACHI_220KV | KUDACHI_220KV | 130178147C | KAGAWAD_110KV | BANK-1 | F02 | C | F02-KAVERI | AGRICULTURE | BELAGAVI | KAGAWAD | BELAGAVI | CHIKKODI | ATHANI | UGAR | KAGAWAD
2393 | KUDACHI_220KV | KUDACHI_220KV | 130178147N | KAGAWAD_110KV | BANK-1 | F01 | N | F01-AMOGHSHIDDA IP | AGRICULTURE | BELAGAVI | KAGAWAD | BELAGAVI | CHIKKODI | ATHANI | UGAR | KAGAWAD
2394 | KUDACHI_220KV | KUDACHI_220KV | 130178147D | KAGAWAD_110KV | BANK-1 | F14 | D | F14-KRISHNA | AGRICULTURE | BELAGAVI | KAGAWAD | BELAGAVI | CHIKKODI | ATHANI | UGAR | KAGAWAD
2395 | KUDACHI_220KV | KUDACHI_220KV | 130178147E | KAGAWAD_110KV | BANK-2 | F08 | E | F08-LIFT | AGRICULTURE | BELAGAVI | KAGAWAD | BELAGAVI | CHIKKODI | ATHANI | UGAR | KAGAWAD
2396 | KUDACHI_220KV | KUDACHI_220KV | 130178147O | KAGAWAD_110KV | BANK-1 | F06 | O | F06-MARI MAHARAJ TOWN NJY | NJY | BELAGAVI | ATHANI | BELAGAVI | CHIKKODI | ATHANI | UGAR | KAGAWAD
2397 | KUDACHI_220KV | KUDACHI_220KV | 130178147G | KAGAWAD_110KV | BANK-2 | F07 | G | F07-BALESHWAR | AGRICULTURE | BELAGAVI | ATHANI | BELAGAVI | CHIKKODI | ATHANI | UGAR | KAGAWAD
2398 | KUDACHI_220KV | KUDACHI_220KV | 130178147I | KAGAWAD_110KV | BANK-2 | F09 | I | F09-KAGAWAD TOWN NJY | NJY | BELAGAVI | ATHANI | BELAGAVI | CHIKKODI | ATHANI | UGAR | KAGAWAD
2399 | KUDACHI_220KV | KUDACHI_220KV | 130178147J | KAGAWAD_110KV | BANK-2 | F10 | J | F10-SHEDBAL IP | AGRICULTURE | BELAGAVI | ATHANI | BELAGAVI | CHIKKODI | ATHANI | UGAR | KAGAWAD
2400 | KUDACHI_220KV | KUDACHI_220KV | 130178147K | KAGAWAD_110KV | BANK-2 | F11 | K | F11-KAGAWAD IP | AGRICULTURE | BELAGAVI | ATHANI | BELAGAVI | CHIKKODI | ATHANI | UGAR | KAGAWAD
2401 | KUDACHI_220KV | KUDACHI_220KV | 130178147L | KAGAWAD_110KV | BANK-2 | F12 | L | F12-RLY.STATION | AGRICULTURE | BELAGAVI | ATHANI | BELAGAVI | CHIKKODI | ATHANI | UGAR | KAGAWAD
2402 | KUDACHI_220KV | KUDACHI_220KV | 130178147P | KAGAWAD_110KV | BANK-1 | F05 | P | F05-INCHAGERI IP | AGRICULTURE | BELAGAVI | KAGAWAD | BELAGAVI | CHIKKODI | ATHANI | UGAR | KAGAWAD
2403 | KUDACHI_220KV | KUDACHI_220KV | 130178147Q | KAGAWAD_110KV | BANK-3 | F18 | Q | F18-DATTA TEMPLE | AGRICULTURE | BELAGAVI | KAGAWAD | BELAGAVI | CHIKKODI | ATHANI | UGAR | KAGAWAD
2411 | HAVERI_220KV | BYADAGI_110KV | 242211148A | KAGINELE_33KV | BANK-1 | F01 | A | F01-KASAMBI IP | AGRICULTURE | HAVERI | BYADAGI | HUBBALLI | HAVERI | RANEBENNUR | BYADAGI | KAGINELE
2412 | HAVERI_220KV | BYADAGI_110KV | 242211148B | KAGINELE_33KV | BANK-1 | F02 | B | F02-BADAMALLI IP | AGRICULTURE | HAVERI | BYADAGI | HUBBALLI | HAVERI | RANEBENNUR | BYADAGI | KAGINELE
2413 | HAVERI_220KV | BYADAGI_110KV | 242211148C | KAGINELE_33KV | BANK-1 | F03 | C | F03-KAGINELE NJY | NJY | HAVERI | BYADAGI | HUBBALLI | HAVERI | RANEBENNUR | BYADAGI | KAGINELE
2414 | HAVERI_220KV | BYADAGI_110KV | 242211148D | KAGINELE_33KV | BANK-2 | F04 | D | F04-INGALAGUNDI IP | AGRICULTURE | HAVERI | BYADAGI | HUBBALLI | HAVERI | RANEBENNUR | BYADAGI | KAGINELE
2415 | HAVERI_220KV | BYADAGI_110KV | 242211148E | KAGINELE_33KV | BANK-2 | F05 | E | F05-NELLIKOPPA IP | AGRICULTURE | HAVERI | BYADAGI | HUBBALLI | HAVERI | RANEBENNUR | BYADAGI | KAGINELE
2416 | HAVERI_220KV | BYADAGI_110KV | 242211148F | KAGINELE_33KV | BANK-2 | F06 | F | F06-HIREHALLI IP | AGRICULTURE | HAVERI | BYADAGI | HUBBALLI | HAVERI | RANEBENNUR | BYADAGI | KAGINELE
2417 | HAVERI_220KV | BYADAGI_110KV | 242211148G | KAGINELE_33KV | BANK-1 | F07 | G | F07-BANNIHALLI IP | AGRICULTURE | HAVERI | BYADAGI | HUBBALLI | HAVERI | RANEBENNUR | BYADAGI | KAGINELE
2418 | HAVERI_220KV | BYADAGI_110KV | 242211148H | KAGINELE_33KV | BANK-2 | F08 | H | F08-KUMMUR NJY | NJY | HAVERI | BYADAGI | HUBBALLI | HAVERI | RANEBENNUR | BYADAGI | KAGINELE
2419 | HAVERI_220KV | BYADAGI_110KV | 242211148I | KAGINELE_33KV | BANK-3 | F09 | I | F09-MATTUR | AGRICULTURE | HAVERI | BYADAGI | HUBBALLI | HAVERI | RANEBENNUR | BYADAGI | KAGINELE
2420 | HAVERI_220KV | BYADAGI_110KV | 242211148J | KAGINELE_33KV | BANK-3 | F10 | J | F10-HEDIGONDA IP | AGRICULTURE | HAVERI | BYADAGI | HUBBALLI | HAVERI | RANEBENNUR | BYADAGI | KAGINELE
2421 | HAVERI_220KV | BYADAGI_110KV | 242211148K | KAGINELE_33KV | BANK-3 | F11 | K | F11-TIPPALAPUR NJY | NJY | HAVERI | BYADAGI | HUBBALLI | HAVERI | RANEBENNUR | BYADAGI | KAGINELE
2422 | HAVERI_220KV | BYADAGI_110KV | 242211148L | KAGINELE_33KV | BANK-3 | F12 | L | F12-NAGALAPUR IP | AGRICULTURE | HAVERI | BYADAGI | HUBBALLI | HAVERI | RANEBENNUR | BYADAGI | KAGINELE
2424 | BAGALKOT_220KV | BAGALKOT_220KV | 110331443A | KAINAKATTI _110KV | BANK-1 | F01 | A | F01-ANCHANAMMA DEVI | AGRICULTURE | BAGALKOT | BADAMI | BELAGAVI | BAGALKOT | BAGALKOT | GULEDAGUDD | KERUR
2425 | BAGALKOT_220KV | BAGALKOT_220KV | 110331443B | KAINAKATTI _110KV | BANK-1 | F02 | B | F02-KAINAKATTI NJY | NJY | BAGALKOT | BADAMI | BELAGAVI | BAGALKOT | BAGALKOT | GULEDAGUDD | KERUR
2426 | BAGALKOT_220KV | BAGALKOT_220KV | 110331443C | KAINAKATTI _110KV | BANK-1 | F03 | C | F03-SHIPPARAMATTI | AGRICULTURE | BAGALKOT | BADAMI | BELAGAVI | BAGALKOT | BAGALKOT | GULEDAGUDD | KERUR
2427 | BAGALKOT_220KV | BAGALKOT_220KV | 110331443D | KAINAKATTI _110KV | BANK-1 | F04 | D | F04-HOSAKOTI | AGRICULTURE | BAGALKOT | BADAMI | BELAGAVI | BAGALKOT | BAGALKOT | GULEDAGUDD | KERUR
2428 | BAGALKOT_220KV | BAGALKOT_220KV | 110331443E | KAINAKATTI _110KV | BANK-1 | F05 | E | F05-LAKKAMMADEVI | AGRICULTURE | BAGALKOT | BADAMI | BELAGAVI | BAGALKOT | BAGALKOT | GULEDAGUDD | KERUR
2429 | BAGALKOT_220KV | BAGALKOT_220KV | 110331443F | KAINAKATTI _110KV | BANK-1 | F06 | F | F06-MIDACHI HALL | AGRICULTURE | BAGALKOT | BADAMI | BELAGAVI | BAGALKOT | BAGALKOT | GULEDAGUDD | KERUR
2431 | ATHANI_220KV | ATHANI_220KV | 130101396A | KAKAMARI_110KV | BANK-2 | F07 | A | F07-KOTTALAGI DONI | AGRICULTURE | BELAGAVI | ATHANI | BELAGAVI | CHIKKODI | ATHANI | AIGALI | TELASANG
2432 | ATHANI_220KV | ATHANI_220KV | 130101396B | KAKAMARI_110KV | BANK-2 | F11 | B | F11-BANNUR IP | AGRICULTURE | BELAGAVI | ATHANI | BELAGAVI | CHIKKODI | ATHANI | AIGALI | TELASANG
2433 | ATHANI_220KV | ATHANI_220KV | 130101396C | KAKAMARI_110KV | BANK-1 | F03 | C | F03-RAMESHWAR IP | AGRICULTURE | BELAGAVI | ATHANI | BELAGAVI | CHIKKODI | ATHANI | AIGALI | TELASANG
2434 | ATHANI_220KV | ATHANI_220KV | 130101396D | KAKAMARI_110KV | BANK-1 | F02 | D | F02-RAMATEERTH IP | AGRICULTURE | BELAGAVI | ATHANI | BELAGAVI | CHIKKODI | ATHANI | AIGALI | TELASANG
2435 | ATHANI_220KV | ATHANI_220KV | 130101396E | KAKAMARI_110KV | BANK-1 | F04 | E | F04-KAKAMARI NJY | NJY | BELAGAVI | ATHANI | BELAGAVI | CHIKKODI | ATHANI | AIGALI | TELASANG
2436 | ATHANI_220KV | ATHANI_220KV | 130101396F | KAKAMARI_110KV | BANK-1 | F05 | F | F05-KOTTALAGI KUMBAR WASTI | AGRICULTURE | BELAGAVI | ATHANI | BELAGAVI | CHIKKODI | ATHANI | AIGALI | TELASANG
2437 | ATHANI_220KV | ATHANI_220KV | 130101396G | KAKAMARI_110KV | BANK-2 | F09 | G | F09-HANDARAKODI | AGRICULTURE | BELAGAVI | ATHANI | BELAGAVI | CHIKKODI | ATHANI | AIGALI | TELASANG
2438 | ATHANI_220KV | ATHANI_220KV | 130101396H | KAKAMARI_110KV | BANK-1 | F01 | H | F01-UGAM THOTA | AGRICULTURE | BELAGAVI | ATHANI | BELAGAVI | CHIKKODI | ATHANI | AIGALI | TELASANG
2439 | ATHANI_220KV | ATHANI_220KV | 130101396I | KAKAMARI_110KV | BANK-2 | F10 | I | F10-BISALA SIDDA IP | AGRICULTURE | BELAGAVI | ATHANI | BELAGAVI | CHIKKODI | ATHANI | AIGALI | TELASANG
2440 | ATHANI_220KV | ATHANI_220KV | 130101396J | KAKAMARI_110KV | BANK-1 | F06 | J | F06-YALLAMMA GUDI | AGRICULTURE | BELAGAVI | ATHANI | BELAGAVI | CHIKKODI | ATHANI | AIGALI | TELASANG
2441 | ATHANI_220KV | ATHANI_220KV | 130101396K | KAKAMARI_110KV | BANK-2 | F08 | K | F08-MALI VASTI | AGRICULTURE | BELAGAVI | ATHANI | BELAGAVI | CHIKKODI | ATHANI | AIGALI | TELASANG
2446 | B.BAGEWADI_220KV | B.BAGEWADI_220KV | 182405483A | KAKHANDAKI_110KV | BANK-1 | F01 | A | F01-PATANAKAR VASATI IP | AGRICULTURE | VIJAYAPUR | BABALESHWAR | BELAGAVI | VIJAYAPUR | VIJAYAPUR | BABALESHWAR | BABALESHWAR
2447 | B.BAGEWADI_220KV | B.BAGEWADI_220KV | 182405483B | KAKHANDAKI_110KV | BANK-1 | F02 | B | F02-GURUDEV ASHRAM IP | AGRICULTURE | VIJAYAPUR | BABALESHWAR | BELAGAVI | VIJAYAPUR | VIJAYAPUR | BABALESHWAR | BABALESHWAR
2448 | B.BAGEWADI_220KV | B.BAGEWADI_220KV | 182405483C | KAKHANDAKI_110KV | BANK-2 | F03 | C | F03-GADYAL IP | AGRICULTURE | VIJAYAPUR | BABALESHWAR | BELAGAVI | VIJAYAPUR | VIJAYAPUR | BABALESHWAR | BABALESHWAR
2449 | B.BAGEWADI_220KV | B.BAGEWADI_220KV | 182405483D | KAKHANDAKI_110KV | BANK-2 | F04 | D | F04-CHANDANESHWAR IP | AGRICULTURE | VIJAYAPUR | BABALESHWAR | BELAGAVI | VIJAYAPUR | VIJAYAPUR | BABALESHWAR | BABALESHWAR
2450 | B.BAGEWADI_220KV | B.BAGEWADI_220KV | 182405483E | KAKHANDAKI_110KV | BANK-2 | F05 | E | F05-GUJJAR IP | AGRICULTURE | VIJAYAPUR | BABALESHWAR | BELAGAVI | VIJAYAPUR | VIJAYAPUR | BABALESHWAR | BABALESHWAR
2451 | B.BAGEWADI_220KV | B.BAGEWADI_220KV | 182405483G | KAKHANDAKI_110KV | BANK-2 | F07 | G | F07-JNANESHWAR IP | AGRICULTURE | VIJAYAPUR | BABALESHWAR | BELAGAVI | VIJAYAPUR | VIJAYAPUR | BABALESHWAR | BABALESHWAR
2452 | B.BAGEWADI_220KV | B.BAGEWADI_220KV | 182405483I | KAKHANDAKI_110KV | BANK-2 | F08 | I | F08-KAKHANDAKI NJY | NJY | VIJAYAPUR | BABALESHWAR | BELAGAVI | VIJAYAPUR | VIJAYAPUR | BABALESHWAR | BABALESHWAR
2453 | B.BAGEWADI_220KV | B.BAGEWADI_220KV | 182405483K | KAKHANDAKI_110KV | BANK-2 | F11 | K | F11-SIDDESHWAR IP | AGRICULTURE | VIJAYAPUR | BABALESHWAR | BELAGAVI | VIJAYAPUR | VIJAYAPUR | BABALESHWAR | BABALESHWAR
2454 | B.BAGEWADI_220KV | B.BAGEWADI_220KV | 182405483L | KAKHANDAKI_110KV | BANK-2 | F12 | L | F12-JENAHARI IP | AGRICULTURE | VIJAYAPUR | BABALESHWAR | BELAGAVI | VIJAYAPUR | VIJAYAPUR | BABALESHWAR | BABALESHWAR
2455 | BELAGAVI_220KV | KANABARGILAYOUT(AUTONAGAR)_110KV | 120508149A | KAKTHI_33KV | BANK-2 | F03 | A | F03-KANGRALI BK NJY | NJY | BELAGAVI | BELAGAVI | BELAGAVI | BELAGAVI | BELAGAVI RURAL | BELAGAVI RSD-2 | YAMANAPUR
2456 | BELAGAVI_220KV | KANABARGILAYOUT(AUTONAGAR)_110KV | 120507149B | KAKTHI_33KV | BANK-2 | F04 | B | F04-HONAGA | AGRICULTURE | BELAGAVI | BELAGAVI | BELAGAVI | BELAGAVI | BELAGAVI RURAL | BELAGAVI RSD-1 | KAKTHI
2457 | BELAGAVI_220KV | KANABARGILAYOUT(AUTONAGAR)_110KV | 120508149C | KAKTHI_33KV | BANK-1 | F01 | C | F01-MAHANTH INDUSTRIAL | INDUSTRIAL | BELAGAVI | BELAGAVI | BELAGAVI | BELAGAVI | BELAGAVI RURAL | BELAGAVI RSD-2 | YAMUNAPUR
2458 | BELAGAVI_220KV | KANABARGILAYOUT(AUTONAGAR)_110KV | 120507149D | KAKTHI_33KV | BANK-3 | F07 | D | F07-KATTANABHAVI | AGRICULTURE | BELAGAVI | BELAGAVI | BELAGAVI | BELAGAVI | BELAGAVI RURAL | BELAGAVI RSD-1 | KAKTHI
2459 | BELAGAVI_220KV | KANABARGILAYOUT(AUTONAGAR)_110KV | 120507149F | KAKTHI_33KV | BANK-4 | F10 | F | F10-KEDANUR NJY | NJY | BELAGAVI | BELAGAVI | BELAGAVI | BELAGAVI | BELAGAVI RURAL | BELAGAVI RSD-1 | KAKTHI
2460 | BELAGAVI_220KV | KANABARGILAYOUT(AUTONAGAR)_110KV | 120507149G | KAKTHI_33KV | BANK-4 | F11 | G | F11-KADOLI | AGRICULTURE | BELAGAVI | BELAGAVI | BELAGAVI | BELAGAVI | BELAGAVI RURAL | BELAGAVI RSD-1 | KAKTHI
2461 | BELAGAVI_220KV | KANABARGILAYOUT(AUTONAGAR)_110KV | 120507149H | KAKTHI_33KV | BANK-3 | F08 | H | F08-HULYANUR NJY | NJY | BELAGAVI | BELAGAVI | BELAGAVI | BELAGAVI | BELAGAVI RURAL | BELAGAVI RSD-2 | R-II
2462 | BELAGAVI_220KV | KANABARGILAYOUT(AUTONAGAR)_110KV | 120507149I | KAKTHI_33KV | BANK-3 | F06 | I | F06-MANNIKERI | AGRICULTURE | BELAGAVI | BELAGAVI | BELAGAVI | BELAGAVI | BELAGAVI RURAL | BELAGAVI RSD-1 | KAKTHI
2463 | BELAGAVI_220KV | KANABARGILAYOUT(AUTONAGAR)_110KV | 120507149J | KAKTHI_33KV | BANK-4 | F09 | J | F09-AGASAGA NJY | NJY | BELAGAVI | BELAGAVI | BELAGAVI | BELAGAVI | BELAGAVI RURAL | BELAGAVI RSD-1 | KAKTHI
2464 | BELAGAVI_220KV | KANABARGILAYOUT(AUTONAGAR)_110KV | 120507149K | KAKTHI_33KV | BANK-1 | F02 | K | F02-KAKATI NJY | NJY | BELAGAVI | BELAGAVI | BELAGAVI | BELAGAVI | BELAGAVI RURAL | BELAGAVI RSD-2 | YAMUNAPUR
2466 | ATHANI_220KV | SAVALAGI_110KV | 182405150E | KALABILAGI_33KV | BANK-2 | F05 | E | F05-KUMATHE & NAGARAL | AGRICULTURE | VIJAYAPUR | VIJAYAPUR | BELAGAVI | VIJAYAPUR | VIJAYAPUR | BABALESHWAR | SO BABALESHWAR
2467 | ATHANI_220KV | SAVALAGI_110KV | 111741150A | KALABILAGI_33KV | BANK-1 | F04 | A | F04-KALABILAGI NJY | NJY | BAGALKOT | JAMAKHANDI | BELAGAVI | BAGALKOT | JAMAKHANDI | JAMAKHANDI | TODALABAGI
2468 | ATHANI_220KV | SAVALAGI_110KV | 111741150B | KALABILAGI_33KV | BANK-1 | F02 | B | F02-DULIKHODI IP | AGRICULTURE | BAGALKOT | JAMAKHANDI | BELAGAVI | BAGALKOT | JAMAKHANDI | JAMAKHANDI | TODALABAGI
2469 | ATHANI_220KV | SAVALAGI_110KV | 111741150C | KALABILAGI_33KV | BANK-1 | F03 | C | F03-KALABILAGI IP | AGRICULTURE | BAGALKOT | JAMAKHANDI | BELAGAVI | BAGALKOT | JAMAKHANDI | JAMAKHANDI | TODALABAGI
2470 | ATHANI_220KV | SAVALAGI_110KV | 111741150F | KALABILAGI_33KV | BANK-2 | F06 | F | F06-NIDONI MADDI IP | AGRICULTURE | VIJAYAPUR | BABALESHWAR | BELAGAVI | VIJAYAPUR | VIJAYAPUR | BABALESHWAR | NIDONI
2471 | ATHANI_220KV | SAVALAGI_110KV | 111741150D | KALABILAGI_33KV | BANK-1 | F01 | D | F01-GOTHE IP | AGRICULTURE | BAGALKOT | MUDHOL | BELAGAVI | BAGALKOT | JAMAKHANDI | JAMAKHANDI | TODALABAGI
2473 | BAGALKOT_220KV | BAGALKOT_220KV | 110365151A | KALADAGI_110KV | BANK-4 | F17 | A | F17-YENDIGERI | AGRICULTURE | BAGALKOT | BAGALKOT | BELAGAVI | BAGALKOT | BAGALKOT | BAGALKOT RSD | KALADAGI
2474 | BAGALKOT_220KV | BAGALKOT_220KV | 110365151B | KALADAGI_110KV | BANK-3 | F13 | B | F13-UDAGATTI IP | AGRICULTURE | BAGALKOT | BAGALKOT | BELAGAVI | BAGALKOT | BAGALKOT | BAGALKOT RSD | KALADAGI
2475 | BAGALKOT_220KV | BAGALKOT_220KV | 110365151C | KALADAGI_110KV | BANK-1 | F03 | C | F03-KALADAGI NJY | NJY | BAGALKOT | BAGALKOT | BELAGAVI | BAGALKOT | BAGALKOT | BAGALKOT RSD | KALADAGI
2476 | BAGALKOT_220KV | BAGALKOT_220KV | 110365151D | KALADAGI_110KV | BANK-1 | F02 | D | F02-ANKALAGI | AGRICULTURE | BAGALKOT | BAGALKOT | BELAGAVI | BAGALKOT | BAGALKOT | BAGALKOT RSD | KALADAGI
2477 | BAGALKOT_220KV | BAGALKOT_220KV | 110365151E | KALADAGI_110KV | BANK-1 | F10 | E | F10-GOVINDAKOPPA NJY | NJY | BAGALKOT | BAGALKOT | BELAGAVI | BAGALKOT | BAGALKOT | BAGALKOT RSD | KALADAGI
2478 | BAGALKOT_220KV | BAGALKOT_220KV | 110365151P | KALADAGI_110KV | BANK-1 | F05 | P | F05-MADDI | AGRICULTURE | BAGALKOT | BAGALKOT | BELAGAVI | BAGALKOT | BAGALKOT | BAGALKOT RSD | KALADAGI
2479 | BAGALKOT_220KV | BAGALKOT_220KV | 110365151F | KALADAGI_110KV | BANK-2 | F06 | F | F06-DEVANAL | AGRICULTURE | BAGALKOT | BAGALKOT | BELAGAVI | BAGALKOT | BAGALKOT | BAGALKOT RSD | KALADAGI
2480 | BAGALKOT_220KV | BAGALKOT_220KV | 110365151G | KALADAGI_110KV | BANK-2 | F07 | G | F07-SOUNSHI IP | AGRICULTURE | BAGALKOT | BAGALKOT | BELAGAVI | BAGALKOT | BAGALKOT | BAGALKOT RSD | KALADAGI
2481 | BAGALKOT_220KV | BAGALKOT_220KV | 110365151H | KALADAGI_110KV | BANK-2 | F08 | H | F08-SOKANADAGI | AGRICULTURE | BAGALKOT | BAGALKOT | BELAGAVI | BAGALKOT | BAGALKOT | BAGALKOT RSD | KALADAGI
2482 | BAGALKOT_220KV | BAGALKOT_220KV | 110365151I | KALADAGI_110KV | BANK-2 | F09 | I | F09-CHIKKASHELLIKERI | AGRICULTURE | BAGALKOT | BAGALKOT | BELAGAVI | BAGALKOT | BAGALKOT | BAGALKOT RSD | KALADAGI
2483 | BAGALKOT_220KV | BAGALKOT_220KV | 110365151K | KALADAGI_110KV | BANK-3 | F20 | K | F20-TULASIGERI | AGRICULTURE | BAGALKOT | BAGALKOT | BELAGAVI | BAGALKOT | BAGALKOT | BAGALKOT RSD | KALADAGI
2484 | BAGALKOT_220KV | BAGALKOT_220KV | 110365151L | KALADAGI_110KV | BANK-3 | F11 | L | F11-HIRESHELLIKERI | AGRICULTURE | BAGALKOT | BAGALKOT | BELAGAVI | BAGALKOT | BAGALKOT | BAGALKOT RSD | KALADAGI
2485 | BAGALKOT_220KV | BAGALKOT_220KV | 110365151M | KALADAGI_110KV | BANK-4 | F18 | M | F18-KHAJJIDONI | AGRICULTURE | BAGALKOT | BAGALKOT | BELAGAVI | BAGALKOT | BAGALKOT | BAGALKOT RSD | KALADAGI
2486 | BAGALKOT_220KV | BAGALKOT_220KV | 110365151R | KALADAGI_110KV | BANK-3 | F14 | R | F14-TAYAMMADEVI | AGRICULTURE | BAGALKOT | BAGALKOT | BELAGAVI | BAGALKOT | BAGALKOT | BAGALKOT RSD | KALADAGI
2487 | BAGALKOT_220KV | BAGALKOT_220KV | 110365151Q | KALADAGI_110KV | BANK-3 | F15 | Q | F15-MALLAMMA DEVI NJY | NJY | BAGALKOT | BAGALKOT | BELAGAVI | BAGALKOT | BAGALKOT | BAGALKOT RSD | KALADAGI
2488 | BAGALKOT_220KV | BAGALKOT_220KV | 110365151O | KALADAGI_110KV | BANK-1 | F01 | O | F01-SHARDAL IP | AGRICULTURE | BAGALKOT | BAGALKOT | BELAGAVI | BAGALKOT | BAGALKOT | BAGALKOT RSD | KALADAGI
2489 | BAGALKOT_220KV | BAGALKOT_220KV | 110365151S | KALADAGI_110KV | BANK-4 | F19 | S | F19-RAILWAY STATION NJY | NJY | BAGALKOT | BAGALKOT | BELAGAVI | BAGALKOT | BAGALKOT | BAGALKOT RSD | RURAL-I
2490 | BAGALKOT_220KV | BAGALKOT_220KV | 110365151T | KALADAGI_110KV | BANK-1 | F16 | T | F16-HANUMAN | AGRICULTURE | BAGALKOT | BAGALKOT | BELAGAVI | BAGALKOT | BAGALKOT | BAGALKOT RSD | KALADAGI
2491 | BAGALKOT_220KV | BAGALKOT_220KV | 110365151U | KALADAGI_110KV | BANK-1 | F04 | U | F04-SOUNSHI NJY | NJY | BAGALKOT | BAGALKOT | BELAGAVI | BAGALKOT | BAGALKOT | BAGALKOT RSD | KALADAGI
2492 | BAGALKOT_220KV | BAGALKOT_220KV | 110365151V | KALADAGI_110KV | BANK-4 | F12 | V | F12-BASAVESHWAR IP | AGRICULTURE | BAGALKOT | BAGALKOT | BELAGAVI | BAGALKOT | BAGALKOT | BAGALKOT RSD | KALADAGI
2498 | SRS_HUBLI_220KV | SRS_HUBLI_220KV | 250842152A | KALAGHATAGI_110KV | BANK-1 | F07 | A | F07-BISARALLI NJY | NJY | DHARWAD | KALAGHATAGI | HUBBALLI | HUBBALLI | DHARWAD RURAL | KALAGHATAGI | KALAGHATAGI
2499 | SRS_HUBLI_220KV | SRS_HUBLI_220KV | 250842152B | KALAGHATAGI_110KV | BANK-1 | F02 | B | F02-T.HONNALLI | AGRICULTURE | DHARWAD | KALAGHATAGI | HUBBALLI | HUBBALLI | DHARWAD RURAL | KALAGHATAGI | TABAKADAHONNALLI
2500 | SRS_HUBLI_220KV | SRS_HUBLI_220KV | 250842152T | KALAGHATAGI_110KV | BANK-1 | F03 | T | F03-GALAGINGATTI | AGRICULTURE | DHARWAD | KALAGHATAGI | HUBBALLI | HUBBALLI | DHARWAD RURAL | KALAGHATAGI | KALAGHATAGI
2501 | SRS_HUBLI_220KV | SRS_HUBLI_220KV | 250842152C | KALAGHATAGI_110KV | BANK-3 | F16 | C | F16-DEVIKOPPA | AGRICULTURE | DHARWAD | KALAGHATAGI | HUBBALLI | HUBBALLI | DHARWAD RURAL | KALAGHATAGI | KALAGHATAGI
2502 | SRS_HUBLI_220KV | SRS_HUBLI_220KV | 250842152D | KALAGHATAGI_110KV | BANK-1 | F04 | D | F04-BELAVNTAR | AGRICULTURE | DHARWAD | KALAGHATAGI | HUBBALLI | HUBBALLI | DHARWAD RURAL | KALAGHATAGI | TABAKADAHONNALLI
2503 | SRS_HUBLI_220KV | SRS_HUBLI_220KV | 250842152E | KALAGHATAGI_110KV | BANK-1 | F21 | E | F21-KALAGHATAGI | URBAN NDHQ | DHARWAD | KALAGHATAGI | HUBBALLI | HUBBALLI | DHARWAD RURAL | KALAGHATAGI | KALAGHATAGI
2504 | SRS_HUBLI_220KV | SRS_HUBLI_220KV | 250842152F | KALAGHATAGI_110KV | BANK-1 | F06 | F | F06-TAVARAGERI NJY | NJY | DHARWAD | KALAGHATAGI | HUBBALLI | HUBBALLI | DHARWAD RURAL | KALAGHATAGI | TABAKADAHONNALLI
2505 | SRS_HUBLI_220KV | SRS_HUBLI_220KV | 250842152G | KALAGHATAGI_110KV | BANK-3 | F17 | G | F17-MUKKAL | AGRICULTURE | DHARWAD | KALAGHATAGI | HUBBALLI | HUBBALLI | DHARWAD RURAL | KALAGHATAGI | TABAKADAHONNALLI
2506 | SRS_HUBLI_220KV | SRS_HUBLI_220KV | 250842152U | KALAGHATAGI_110KV | BANK-1 | F01 | U | F01-BEGUR IP | AGRICULTURE | DHARWAD | KALAGHATAGI | HUBBALLI | HUBBALLI | DHARWAD RURAL | KALAGHATAGI | KALAGHATAGI
2507 | SRS_HUBLI_220KV | SRS_HUBLI_220KV | 250842152H | KALAGHATAGI_110KV | BANK-2 | F08 | H | F08-MALAKANKOPPA | AGRICULTURE | DHARWAD | KALAGHATAGI | HUBBALLI | HUBBALLI | DHARWAD RURAL | KALAGHATAGI | TABAKADAHONNALLI
2508 | SRS_HUBLI_220KV | SRS_HUBLI_220KV | 250842152I | KALAGHATAGI_110KV | BANK-2 | F09 | I | F09-BOMMIGATTI | AGRICULTURE | DHARWAD | KALAGHATAGI | HUBBALLI | HUBBALLI | DHARWAD RURAL | KALAGHATAGI | TABAKADAHONNALLI
2509 | SRS_HUBLI_220KV | SRS_HUBLI_220KV | 250842152J | KALAGHATAGI_110KV | BANK-3 | F13 | J | F13-KAMADHENU NJY | NJY | DHARWAD | KALAGHATAGI | HUBBALLI | HUBBALLI | DHARWAD RURAL | KALAGHATAGI | MISHRIKOTI
2510 | SRS_HUBLI_220KV | SRS_HUBLI_220KV | 250842152K | KALAGHATAGI_110KV | BANK-2 | F11 | K | F11-RAMNAL | AGRICULTURE | DHARWAD | KALAGHATAGI | HUBBALLI | HUBBALLI | DHARWAD RURAL | KALAGHATAGI | TABAKADAHONNALLI
2511 | SRS_HUBLI_220KV | SRS_HUBLI_220KV | 250842152L | KALAGHATAGI_110KV | BANK-2 | F12 | L | F12-HIREHONNALLI | AGRICULTURE | DHARWAD | KALAGHATAGI | HUBBALLI | HUBBALLI | DHARWAD RURAL | KALAGHATAGI | KALAGHATAGI
2512 | SRS_HUBLI_220KV | SRS_HUBLI_220KV | 250842152M | KALAGHATAGI_110KV | BANK-2 | F14 | M | F14-TUMARIKOPPA | AGRICULTURE | DHARWAD | KALAGHATAGI | HUBBALLI | HUBBALLI | DHARWAD RURAL | KALAGHATAGI | KALAGHATAGI
2513 | SRS_HUBLI_220KV | SRS_HUBLI_220KV | 250842152N | KALAGHATAGI_110KV | BANK-2 | F18 | N | F18-BENCHIKERI | WATER SUPPLY | DHARWAD | KALAGHATAGI | HUBBALLI | HUBBALLI | DHARWAD RURAL | KALAGHATAGI | KALAGHATAGI
2514 | SRS_HUBLI_220KV | SRS_HUBLI_220KV | 250842152O | KALAGHATAGI_110KV | BANK-3 | F15 | O | F15-BAGADAGERI | AGRICULTURE | DHARWAD | KALAGHATAGI | HUBBALLI | HUBBALLI | DHARWAD RURAL | KALAGHATAGI | TABAKADAHONNALLI
2515 | SRS_HUBLI_220KV | SRS_HUBLI_220KV | 250842152P | KALAGHATAGI_110KV | BANK-2 | F10 | P | F10-SANGEDEVARKOPPA IP | AGRICULTURE | DHARWAD | KALAGHATAGI | HUBBALLI | HUBBALLI | DHARWAD RURAL | KALAGHATAGI | TABAKADAHONNALLI
2516 | SRS_HUBLI_220KV | SRS_HUBLI_220KV | 250842152S | KALAGHATAGI_110KV | BANK-3 | F05 | S | F05-MADAKIHONNALLI NJY | NJY | DHARWAD | KALAGHATAGI | HUBBALLI | HUBBALLI | DHARWAD RURAL | KALAGHATAGI | TABAKADAHONNALLI
2517 | SRS_HUBLI_220KV | SRS_HUBLI_220KV | 250842152W | KALAGHATAGI_110KV | BANK-4 | F20 | W | F20-DHOOLIKOPPA NJY | NJY | DHARWAD | KALAGHATAGI | HUBBALLI | HUBBALLI | DHARWAD RURAL | KALAGHATAGI | KALAGHATAGI
2518 | SRS_HUBLI_220KV | SRS_HUBLI_220KV | 250842152X | KALAGHATAGI_110KV | BANK-4 | F22 | X | F22-RANNICHENNAMMA | AGRICULTURE | DHARWAD | KALAGHATAGI | HUBBALLI | HUBBALLI | DHARWAD RURAL | KALAGHATAGI | KALAGHATAGI
2519 | SRS_HUBLI_220KV | SRS_HUBLI_220KV | 250842152V | KALAGHATAGI_110KV | BANK-4 | F25 | V | F25-HULLAMBI | AGRICULTURE | DHARWAD | KALAGHATAGI | HUBBALLI | HUBBALLI | DHARWAD RURAL | KALAGHATAGI | DUMMAWAD
2520 | SRS_HUBLI_220KV | SRS_HUBLI_220KV | 250842152Y | KALAGHATAGI_110KV | BANK-3 | F19 | Y | F19-MACHAPUR TOWN | URBAN NDHQ | DHARWAD | KALAGHATAGI | HUBBALLI | HUBBALLI | DHARWAD RURAL | KALAGHATAGI | KALAGHATAGI
2521 | SRS_HUBLI_220KV | SRS_HUBLI_220KV | 250842152Z | KALAGHATAGI_110KV | BANK-4 | F23 | Z | F23-HULAGINKATTI | URBAN NDHQ | DHARWAD | KALAGHATAGI | HUBBALLI | HUBBALLI | DHARWAD RURAL | KALAGHATAGI | KALAGHATAGI
2522 | AHERI_220KV | SINDAGI_110KV | 181627153A | KALAKERI(SINDAGI)_33KV | BANK-1 | F01 | A | F01-BINJALABHAVI IP | AGRICULTURE | VIJAYAPUR | SINDAGI | BELAGAVI | VIJAYAPUR | INDI | DEVAR HIPPARAGI | KALAKERI
2523 | AHERI_220KV | SINDAGI_110KV | 181627153B | KALAKERI(SINDAGI)_33KV | BANK-1 | F05 | B | F05-TILAGUL IP | AGRICULTURE | VIJAYAPUR | SINDAGI | BELAGAVI | VIJAYAPUR | INDI | DEVAR HIPPARAGI | KALAKERI
2524 | AHERI_220KV | SINDAGI_110KV | 181627153C | KALAKERI(SINDAGI)_33KV | BANK-1 | F04 | C | F04-BB INGALAGI IP | AGRICULTURE | VIJAYAPUR | SINDAGI | BELAGAVI | VIJAYAPUR | INDI | DEVAR HIPPARAGI | KORAWAR
2525 | AHERI_220KV | SINDAGI_110KV | 181627153D | KALAKERI(SINDAGI)_33KV | BANK-1 | F03 | D | F03-BB INGALAGI NJY | NJY | VIJAYAPUR | SINDAGI | BELAGAVI | VIJAYAPUR | INDI | DEVAR HIPPARAGI | KALAKERI
2526 | AHERI_220KV | SINDAGI_110KV | 181627153E | KALAKERI(SINDAGI)_33KV | BANK-1 | F02 | E | F02-BINJALABHAVI NJY | NJY | VIJAYAPUR | SINDAGI | BELAGAVI | VIJAYAPUR | INDI | DEVAR HIPPARAGI | KORAWAR
2527 | AHERI_220KV | SINDAGI_110KV | 181627153F | KALAKERI(SINDAGI)_33KV | BANK-1 | F06 | F | F06-TILAGUL NJY | NJY | VIJAYAPUR | DEVAR HIPPARAGI | BELAGAVI | VIJAYAPUR | INDI | DEVAR HIPPARAGI | KORAWAR
2528 | AHERI_220KV | SINDAGI_110KV | 181627153G | KALAKERI(SINDAGI)_33KV | BANK-2 | F07 | G | F07-HUNASHYALA IP | AGRICULTURE | VIJAYAPUR | DEVAR HIPPARAGI | BELAGAVI | VIJAYAPUR | INDI | DEVAR HIPPARAGI | KALAKERI
2529 | AHERI_220KV | SINDAGI_110KV | 181627153I | KALAKERI(SINDAGI)_33KV | BANK-2 | F09 | I | F09-KALAKERI IP | AGRICULTURE | VIJAYAPUR | TALIKOTI | BELAGAVI | VIJAYAPUR | INDI | DEVAR HIPPARAGI | KALAKERI
2530 | AHERI_220KV | SINDAGI_110KV | 181627153J | KALAKERI(SINDAGI)_33KV | BANK-2 | F10 | J | F10-KALAKERI NJY | NJY | VIJAYAPUR | TALIKOTI | BELAGAVI | VIJAYAPUR | INDI | DEVAR HIPPARAGI | KALAKERI
2531 | AHERI_220KV | SINDAGI_110KV | 181627153K | KALAKERI(SINDAGI)_33KV | BANK-2 | F08 | K | F08-ALAGUR IP | AGRICULTURE | VIJAYAPUR | TALIKOTI | BELAGAVI | VIJAYAPUR | INDI | DEVAR HIPPARAGI | KALAKERI
2533 | HAVERI_220KV | TILAVALLI_110KV | 241233359A | KALAKERI(TILUVALLI)_33KV | BANK-2 | F01 | A | F01-BASAPUR | AGRICULTURE | HAVERI | HANGAL | HUBBALLI | HAVERI | HAVERI | HANGAL | TILAVALLI
2534 | HAVERI_220KV | TILAVALLI_110KV | 241233359B | KALAKERI(TILUVALLI)_33KV | BANK-2 | F02 | B | F02-TAVARAGOPPA | AGRICULTURE | HAVERI | HANGAL | HUBBALLI | HAVERI | HAVERI | HANGAL | TILAVALLI
2535 | HAVERI_220KV | TILAVALLI_110KV | 241235359C | KALAKERI(TILUVALLI)_33KV | BANK-2 | F04 | C | F04-DIDAGUR | AGRICULTURE | HAVERI | HAVERI | HUBBALLI | HAVERI | HAVERI | HAVERI | RURAL-2
2536 | HAVERI_220KV | TILAVALLI_110KV | 241233359D | KALAKERI(TILUVALLI)_33KV | BANK-1 | F05 | D | F05-UPPANASHI | AGRICULTURE | HAVERI | HANGAL | HUBBALLI | HAVERI | HAVERI | HANGAL | TILAVALLI
2537 | HAVERI_220KV | TILAVALLI_110KV | 241233359E | KALAKERI(TILUVALLI)_33KV | BANK-3 | F10 | E | F10-SOMASAGAR | AGRICULTURE | HAVERI | HANGAL | HUBBALLI | HAVERI | HAVERI | HANGAL | TILAVALLI
2538 | HAVERI_220KV | TILAVALLI_110KV | 241233359F | KALAKERI(TILUVALLI)_33KV | BANK-3 | F11 | F | F11-KANNESHWARA | AGRICULTURE | HAVERI | HANGAL | HUBBALLI | HAVERI | HAVERI | HANGAL | TILAVALLI
2539 | HAVERI_220KV | TILAVALLI_110KV | 241235359G | KALAKERI(TILUVALLI)_33KV | BANK-2 | F07 | G | F07-KALAKERI NJY | NJY | HAVERI | HAVERI | HUBBALLI | HAVERI | HAVERI | HANGAL | TILAVALLI
2540 | HAVERI_220KV | TILAVALLI_110KV | 241235359H | KALAKERI(TILUVALLI)_33KV | BANK-3 | F08 | H | F08-BIDARAGADDI | LIFT IRRIGATION | HAVERI | HAVERI | HUBBALLI | HAVERI | HAVERI | HAVERI | RURAL-2
2545 | GHATAPRABHA_220KV | GHATAPRABHA_110KV | 121129154A | KALLOLLI_33KV | BANK-1 | F02 | A | F02-NAGANUR IP | AGRICULTURE | BELAGAVI | MUDALAGI | BELAGAVI | BELAGAVI | GHATAPRABHA | GHATAPRABHA | KALLOLI
2546 | GHATAPRABHA_220KV | GHATAPRABHA_110KV | 121129154B | KALLOLLI_33KV | BANK-1 | F01 | B | F01-GANESHNAGAR | AGRICULTURE | BELAGAVI | MUDALAGI | BELAGAVI | BELAGAVI | GHATAPRABHA | GHATAPRABHA | KALLOLI
2547 | GHATAPRABHA_220KV | GHATAPRABHA_110KV | 121129154C | KALLOLLI_33KV | BANK-1 | F03 | C | F03-RAJAPUR IP | AGRICULTURE | BELAGAVI | MUDALAGI | BELAGAVI | BELAGAVI | GHATAPRABHA | GHATAPRABHA | KALLOLI
2548 | GHATAPRABHA_220KV | GHATAPRABHA_110KV | 121129154D | KALLOLLI_33KV | BANK-1 | F04 | D | F04-TUKKANATTI NJY | NJY | BELAGAVI | MUDALAGI | BELAGAVI | BELAGAVI | GHATAPRABHA | GHATAPRABHA | KALLOLI
2549 | GHATAPRABHA_220KV | GHATAPRABHA_110KV | 121129154E | KALLOLLI_33KV | BANK-2 | F05 | E | F05-TUKKANATTI IP | AGRICULTURE | BELAGAVI | MUDALAGI | BELAGAVI | BELAGAVI | GHATAPRABHA | GHATAPRABHA | KALLOLI
2550 | GHATAPRABHA_220KV | GHATAPRABHA_110KV | 121129154F | KALLOLLI_33KV | BANK-2 | F06 | F | F06-TUKKANATTI VILLAGE | AGRICULTURE | BELAGAVI | MUDALAGI | BELAGAVI | BELAGAVI | GHATAPRABHA | GHATAPRABHA | KALLOLI
2551 | GHATAPRABHA_220KV | GHATAPRABHA_110KV | 121129154G | KALLOLLI_33KV | BANK-2 | F07 | G | F07-KALLOLLI IP | AGRICULTURE | BELAGAVI | MUDALAGI | BELAGAVI | BELAGAVI | GHATAPRABHA | GHATAPRABHA | KALLOLI
2552 | GHATAPRABHA_220KV | GHATAPRABHA_110KV | 121129154H | KALLOLLI_33KV | BANK-2 | F08 | H | F08-KALLOLI TOWN NJY | NJY | BELAGAVI | MUDALAGI | BELAGAVI | BELAGAVI | GHATAPRABHA | GHATAPRABHA | KALLOLI
2554 | BAGALKOT_220KV | GULEDGUDDA_110KV | 110339155A | KAMATAGI_33KV | BANK-1 | F01 | A | F01-SURLIKAL | AGRICULTURE | BAGALKOT | HUNGUND | BELAGAVI | BAGALKOT | BAGALKOT | HUNAGUND | KAMATAGI
2555 | BAGALKOT_220KV | GULEDGUDDA_110KV | 110339155B | KAMATAGI_33KV | BANK-1 | F02 | B | F02-HIREMAGI | AGRICULTURE | BAGALKOT | HUNGUND | BELAGAVI | BAGALKOT | BAGALKOT | HUNAGUND | KAMATAGI
2556 | BAGALKOT_220KV | GULEDGUDDA_110KV | 110339155C | KAMATAGI_33KV | BANK-1 | F03 | C | F03-KAMATAGI IP | AGRICULTURE | BAGALKOT | HUNGUND | BELAGAVI | BAGALKOT | BAGALKOT | HUNAGUND | KAMATAGI
2557 | BAGALKOT_220KV | GULEDGUDDA_110KV | 110339155D | KAMATAGI_33KV | BANK-1 | F04 | D | F04-AMBLIKOPPA NJY | NJY | BAGALKOT | HUNGUND | BELAGAVI | BAGALKOT | BAGALKOT | HUNAGUND | KAMATAGI
2558 | BAGALKOT_220KV | GULEDGUDDA_110KV | 110339155E | KAMATAGI_33KV | BANK-1 | F05 | E | F05-MUGANUR WATER SUPPLY | WATER SUPPLY | BAGALKOT | HUNGUND | BELAGAVI | BAGALKOT | BAGALKOT | HUNAGUND | KAMATAGI
2559 | BAGALKOT_220KV | GULEDGUDDA_110KV | 110339155F | KAMATAGI_33KV | BANK-2 | F06 | F | F06-KAMATAGI | URBAN NDHQ | BAGALKOT | HUNGUND | BELAGAVI | BAGALKOT | BAGALKOT | HUNAGUND | KAMATAGI
2560 | BAGALKOT_220KV | GULEDGUDDA_110KV | 110339155G | KAMATAGI_33KV | BANK-2 | F07 | G | F07-RAMTHAL NJY | NJY | BAGALKOT | HUNGUND | BELAGAVI | BAGALKOT | BAGALKOT | HUNAGUND | KAMATAGI
2561 | BAGALKOT_220KV | GULEDGUDDA_110KV | 110339155H | KAMATAGI_33KV | BANK-2 | F08 | H | F08-BENAL IP | AGRICULTURE | BAGALKOT | HUNGUND | BELAGAVI | BAGALKOT | BAGALKOT | HUNAGUND | KAMATAGI
2564 | B.BAGEWADI_220KV | MAMADAPUR(B.BAGEWADI)_110KV | 182405422A | KAMBAGI_110KV | BANK-1 | F01 | A | F01-NEW KAMBAGI IP | AGRICULTURE | VIJAYAPUR | BABALESHWAR | BELAGAVI | VIJAYAPUR | VIJAYAPUR | BABALESHWAR | KAMBAGI
2565 | B.BAGEWADI_220KV | MAMADAPUR(B.BAGEWADI)_110KV | 182405422B | KAMBAGI_110KV | BANK-1 | F02 | B | F02-SHIVAGIRI IP | AGRICULTURE | VIJAYAPUR | BABALESHWAR | BELAGAVI | VIJAYAPUR | VIJAYAPUR | BABALESHWAR | KAMBAGI
2566 | B.BAGEWADI_220KV | MAMADAPUR(B.BAGEWADI)_110KV | 182405422C | KAMBAGI_110KV | BANK-1 | F03 | C | F03-HARALAYYAN GUNDA IP | AGRICULTURE | VIJAYAPUR | BABALESHWAR | BELAGAVI | VIJAYAPUR | VIJAYAPUR | BABALESHWAR | KAMBAGI
2567 | B.BAGEWADI_220KV | MAMADAPUR(B.BAGEWADI)_110KV | 182405422L | KAMBAGI_110KV | BANK-2 | F04 | L | F04-SANGAPUR MADDI IP | AGRICULTURE | VIJAYAPUR | BABALESHWAR | BELAGAVI | VIJAYAPUR | VIJAYAPUR | BABALESHWAR | KAMBAGI
2568 | B.BAGEWADI_220KV | MAMADAPUR(B.BAGEWADI)_110KV | 182405422E | KAMBAGI_110KV | BANK-1 | F05 | E | F05-H A NAGAR | AGRICULTURE | VIJAYAPUR | BABALESHWAR | BELAGAVI | VIJAYAPUR | VIJAYAPUR | BABALESHWAR | KAMBAGI
2569 | B.BAGEWADI_220KV | MAMADAPUR(B.BAGEWADI)_110KV | 182405422F | KAMBAGI_110KV | BANK-1 | F06 | F | F06-SIDDESHWAR | AGRICULTURE | VIJAYAPUR | BABALESHWAR | BELAGAVI | VIJAYAPUR | VIJAYAPUR | BABALESHWAR | KAMBAGI
2570 | B.BAGEWADI_220KV | MAMADAPUR(B.BAGEWADI)_110KV | 182405422G | KAMBAGI_110KV | BANK-2 | F08 | G | F08-KAREVVA MADDI IP | AGRICULTURE | VIJAYAPUR | BABALESHWAR | BELAGAVI | VIJAYAPUR | VIJAYAPUR | BABALESHWAR | KAMBAGI
2571 | B.BAGEWADI_220KV | MAMADAPUR(B.BAGEWADI)_110KV | 182405422H | KAMBAGI_110KV | BANK-2 | F07 | H | F07-HANUMAN IP | AGRICULTURE | VIJAYAPUR | BABALESHWAR | BELAGAVI | VIJAYAPUR | VIJAYAPUR | BABALESHWAR | KAMBAGI
2572 | B.BAGEWADI_220KV | MAMADAPUR(B.BAGEWADI)_110KV | 182405422I | KAMBAGI_110KV | BANK-2 | F09 | I | F09-GUNADAL CANAL IP | AGRICULTURE | VIJAYAPUR | BABALESHWAR | BELAGAVI | VIJAYAPUR | VIJAYAPUR | BABALESHWAR | KAMBAGI
2573 | B.BAGEWADI_220KV | MAMADAPUR(B.BAGEWADI)_110KV | 182405422J | KAMBAGI_110KV | BANK-2 | F10 | J | F10-HANAMASAGAR CANAL | AGRICULTURE | VIJAYAPUR | BABALESHWAR | BELAGAVI | VIJAYAPUR | VIJAYAPUR | BABALESHWAR | KAMBAGI
2574 | B.BAGEWADI_220KV | MAMADAPUR(B.BAGEWADI)_110KV | 182405422K | KAMBAGI_110KV | BANK-2 | F11 | K | F11-KAMBAGI NJY | NJY | VIJAYAPUR | BABALESHWAR | BELAGAVI | VIJAYAPUR | VIJAYAPUR | BABALESHWAR | KAMBAGI
2575 | B.BAGEWADI_220KV | MAMADAPUR(B.BAGEWADI)_110KV | 182405422M | KAMBAGI_110KV | BANK-2 | F12 | M | F12-NANDYAL IP | AGRICULTURE | VIJAYAPUR | BABALESHWAR | BELAGAVI | VIJAYAPUR | VIJAYAPUR | BABALESHWAR | KAMBAGI
2579 | BELAGAVI_220KV | BELAGAVI_220KV | 120508156A | KANABARGILAYOUT(AUTONAGAR)_110KV | BANK-1 | F01 | A | F01-MUCHANDI | AGRICULTURE | BELAGAVI | BELAGAVI | BELAGAVI | BELAGAVI | BELAGAVI RURAL | BELAGAVI RSD-2 | R II
2580 | BELAGAVI_220KV | BELAGAVI_220KV | 120508156G | KANABARGILAYOUT(AUTONAGAR)_110KV | BANK-2 | F07 | G | F07-ASTE NJY | NJY | BELAGAVI | BELAGAVI | BELAGAVI | BELAGAVI | BELAGAVI RURAL | BELAGAVI RSD-2 | R II
2581 | BELAGAVI_220KV | BELAGAVI_220KV | 120624156C | KANABARGILAYOUT(AUTONAGAR)_110KV | BANK-1 | F03 | C | F03-KANABARGI URBAN | URBAN DHQ | BELAGAVI | BELAGAVI | BELAGAVI | BELAGAVI | BELAGAVI URBAN | BELAGAVI CSD-3 | SO-4
2582 | BELAGAVI_220KV | BELAGAVI_220KV | 120624156D | KANABARGILAYOUT(AUTONAGAR)_110KV | BANK-1 | F04 | D | F04-RAMTHIRTH NAGAR | URBAN DHQ | BELAGAVI | BELAGAVI | BELAGAVI | BELAGAVI | BELAGAVI URBAN | BELAGAVI CSD-3 | SO-4
2583 | BELAGAVI_220KV | BELAGAVI_220KV | 120624156E | KANABARGILAYOUT(AUTONAGAR)_110KV | BANK-2 | F05 | E | F05-SHIVALAYA | URBAN DHQ | BELAGAVI | BELAGAVI | BELAGAVI | BELAGAVI | BELAGAVI URBAN | BELAGAVI CSD-3 | SO-4
2585 | BELAGAVI_220KV | BELAGAVI_220KV | 120624156H | KANABARGILAYOUT(AUTONAGAR)_110KV | BANK-2 | F08 | H | F08-YAMNAPUR | INDUSTRIAL | BELAGAVI | BELAGAVI | BELAGAVI | BELAGAVI | BELAGAVI URBAN | BELAGAVI CSD-3 | SO-4
2586 | BELAGAVI_220KV | BELAGAVI_220KV | 120624156I | KANABARGILAYOUT(AUTONAGAR)_110KV | BANK-1 | F09 | I | F09-AYURVEDIC COLLEGE | INDUSTRIAL | BELAGAVI | BELAGAVI | BELAGAVI | BELAGAVI | BELAGAVI URBAN | BELAGAVI CSD-3 | SO-4
2587 | BELAGAVI_220KV | BELAGAVI_220KV | 120624156B | KANABARGILAYOUT(AUTONAGAR)_110KV | BANK-1 | F02 | B | F02-EXIBITION CENTRE | INDUSTRIAL | BELAGAVI | BELAGAVI | BELAGAVI | BELAGAVI | BELAGAVI URBAN | BELAGAVI CSD-3 | SO-4
2591 | B.BAGEWADI_220KV | B.BAGEWADI_220KV | 180204486B | KANAKAL_110KV | BANK-1 | F02 | B | F02-AMBALANUR IP | AGRICULTURE | VIJAYAPUR | D.HIPPARAGI | BELAGAVI | VIJAYAPUR | B.BAGEWADI | B.BAGEWADI | B.BAGEWADI
2592 | B.BAGEWADI_220KV | B.BAGEWADI_220KV | 180204486C | KANAKAL_110KV | BANK-1 | F03 | C | F03-HANCHINAL IP | AGRICULTURE | VIJAYAPUR | B.BAGEWADI | BELAGAVI | VIJAYAPUR | B.BAGEWADI | B.BAGEWADI | B.BAGEWADI
2593 | B.BAGEWADI_220KV | B.BAGEWADI_220KV | 180204486D | KANAKAL_110KV | BANK-1 | F04 | D | F04-JAMBAL IP | AGRICULTURE | VIJAYAPUR | B.BAGEWADI | BELAGAVI | VIJAYAPUR | B.BAGEWADI | B.BAGEWADI | B.BAGEWADI RURAL
2594 | B.BAGEWADI_220KV | B.BAGEWADI_220KV | 180204486E | KANAKAL_110KV | BANK-1 | F05 | E | F05-IVANAGI IP | AGRICULTURE | VIJAYAPUR | B.BAGEWADI | BELAGAVI | VIJAYAPUR | B.BAGEWADI | B.BAGEWADI | B.BAGEWADI
2595 | B.BAGEWADI_220KV | B.BAGEWADI_220KV | 180204486I | KANAKAL_110KV | BANK-2 | F07 | I | F07-JAYAWADAGI IP | AGRICULTURE | VIJAYAPUR | B.BAGEWADI | BELAGAVI | VIJAYAPUR | B.BAGEWADI | B.BAGEWADI | H.HIPPRAGI
2596 | B.BAGEWADI_220KV | B.BAGEWADI_220KV | 180204486F | KANAKAL_110KV | BANK-2 | F08 | F | F08-ARUTAGI IP | AGRICULTURE | VIJAYAPUR | B.BAGEWADI | BELAGAVI | VIJAYAPUR | B.BAGEWADI | B.BAGEWADI | H.HIPPRAGI
2597 | B.BAGEWADI_220KV | B.BAGEWADI_220KV | 180204486G | KANAKAL_110KV | BANK-2 | F09 | G | F09-SANKANAL IP | AGRICULTURE | VIJAYAPUR | B.BAGEWADI | BELAGAVI | VIJAYAPUR | B.BAGEWADI | B.BAGEWADI | H.HIPPRAGI
2598 | B.BAGEWADI_220KV | B.BAGEWADI_220KV | 180204486H | KANAKAL_110KV | BANK-1 | F06 | H | F06-KANNAL IP | AGRICULTURE | VIJAYAPUR | B.BAGEWADI | BELAGAVI | VIJAYAPUR | B.BAGEWADI | B.BAGEWADI | H.HIPPRAGI
2599 | B.BAGEWADI_220KV | B.BAGEWADI_220KV | 180251486K | KANAKAL_110KV | BANK-2 | F11 | K | F11-KANAKANAGAR IP | AGRICULTURE | VIJAYAPUR | MUDDEBIHAL | BELAGAVI | VIJAYAPUR | B.BAGEWADI | MUDDEBIHAL | MUDDEBIHAL URBAN
2600 | B.BAGEWADI_220KV | B.BAGEWADI_220KV | 180204486L | KANAKAL_110KV | BANK-2 | F12 | L | F12-BYALYAL IP | AGRICULTURE | VIJAYAPUR | B.BAGEWADI | BELAGAVI | VIJAYAPUR | B.BAGEWADI | B.BAGEWADI | B.BAGEWADI
2601 | VIJAYAPUR_220KV | VIJAYAPUR_220KV | 182480474A | KANAMADI_110KV | BANK-1 | F01 | A | F01-BATYANA HALLA IP | AGRICULTURE | VIJAYAPUR | TIKOTA | BELAGAVI | VIJAYAPUR | VIJAYAPUR | TIKOTA | BIJJARAGI
2602 | VIJAYAPUR_220KV | VIJAYAPUR_220KV | 182480474B | KANAMADI_110KV | BANK-1 | F02 | B | F02-BISILA SIDDESHWARAIP | AGRICULTURE | VIJAYAPUR | TIKOTA | BELAGAVI | VIJAYAPUR | VIJAYAPUR | TIKOTA | BIJJARAGI
2603 | VIJAYAPUR_220KV | VIJAYAPUR_220KV | 182480474C | KANAMADI_110KV | BANK-1 | F03 | C | F03-CANAL IP | AGRICULTURE | VIJAYAPUR | TIKOTA | BELAGAVI | VIJAYAPUR | VIJAYAPUR | TIKOTA | BIJJARAGI
2604 | VIJAYAPUR_220KV | VIJAYAPUR_220KV | 182480474D | KANAMADI_110KV | BANK-1 | F04 | D | F04-KAKMARI IP | AGRICULTURE | VIJAYAPUR | TIKOTA | BELAGAVI | VIJAYAPUR | VIJAYAPUR | TIKOTA | BIJJARAGI
2605 | VIJAYAPUR_220KV | VIJAYAPUR_220KV | 182480474E | KANAMADI_110KV | BANK-1 | F05 | E | F05-MUCHHANDI IP | AGRICULTURE | VIJAYAPUR | TIKOTA | BELAGAVI | VIJAYAPUR | VIJAYAPUR | TIKOTA | BIJJARAGI
2606 | VIJAYAPUR_220KV | VIJAYAPUR_220KV | 182480474F | KANAMADI_110KV | BANK-1 | F06 | F | F06-KOTTALAGI CROSS IP | AGRICULTURE | VIJAYAPUR | TIKOTA | BELAGAVI | VIJAYAPUR | VIJAYAPUR | TIKOTA | BIJJARAGI
2607 | VIJAYAPUR_220KV | VIJAYAPUR_220KV | 182480474H | KANAMADI_110KV | BANK-2 | F08 | H | F08-KARYALAMADDI IP | AGRICULTURE | VIJAYAPUR | TIKOTA | BELAGAVI | VIJAYAPUR | VIJAYAPUR | TIKOTA | BIJJARAGI
2608 | VIJAYAPUR_220KV | VIJAYAPUR_220KV | 182480474I | KANAMADI_110KV | BANK-2 | F09 | I | F09-ARYANASIDDHA GUDI IP | AGRICULTURE | VIJAYAPUR | TIKOTA | BELAGAVI | VIJAYAPUR | VIJAYAPUR | TIKOTA | BIJJARAGI
2609 | VIJAYAPUR_220KV | VIJAYAPUR_220KV | 182480474J | KANAMADI_110KV | BANK-2 | F10 | J | F10-SIDDANATH IP | AGRICULTURE | VIJAYAPUR | TIKOTA | BELAGAVI | VIJAYAPUR | VIJAYAPUR | TIKOTA | BIJJARAGI
2610 | VIJAYAPUR_220KV | VIJAYAPUR_220KV | 182480474K | KANAMADI_110KV | BANK-2 | F11 | K | F11-SAVALAMADDI SCHOOL IP | AGRICULTURE | VIJAYAPUR | TIKOTA | BELAGAVI | VIJAYAPUR | VIJAYAPUR | TIKOTA | BIJJARAGI
2611 | VIJAYAPUR_220KV | VIJAYAPUR_220KV | 182480474L | KANAMADI_110KV | BANK-2 | F12 | L | F12-KANAMADI NJY | NJY | VIJAYAPUR | TIKOTA | BELAGAVI | VIJAYAPUR | VIJAYAPUR | TIKOTA | BIJJARAGI
2613 | KUSHTAGI_220KV | ILKAL_110KV | 110339418A | KANDAGAL_33KV | BANK-1 | F01 | A | F01-MARATAGERI | AGRICULTURE | BAGALKOT | ILKAL | BELAGAVI | BAGALKOT | BAGALKOT | ILKAL | NANDAWADAGI
2614 | KUSHTAGI_220KV | ILKAL_110KV | 110339418C | KANDAGAL_33KV | BANK-1 | F03 | C | F03-SOMALAPUR NJY | NJY | BAGALKOT | ILKAL | BELAGAVI | BAGALKOT | BAGALKOT | ILKAL | NANDAWADAGI
2615 | KUSHTAGI_220KV | ILKAL_110KV | 110339418E | KANDAGAL_33KV | BANK-2 | F05 | E | F05-KANDAGAL | AGRICULTURE | BAGALKOT | ILKAL | BELAGAVI | BAGALKOT | BAGALKOT | ILKAL | NANDAWADAGI
2616 | KUSHTAGI_220KV | ILKAL_110KV | 110339418F | KANDAGAL_33KV | BANK-2 | F06 | F | F06-HIREOTAGERI NJY | NJY | BAGALKOT | ILKAL | BELAGAVI | BAGALKOT | BAGALKOT | ILKAL | NANDAWADAGI
2617 | KUSHTAGI_220KV | ILKAL_110KV | 110339418B | KANDAGAL_33KV | BANK-1 | F02 | B | F02-GONAL | AGRICULTURE | BAGALKOT | ILKAL | BELAGAVI | BAGALKOT | BAGALKOT | ILKAL | NANDAWADAGI
2618 | KUSHTAGI_220KV | ILKAL_110KV | 110339418D | KANDAGAL_33KV | BANK-2 | F04 | D | F04-KRISHNAPUR NJY | NJY | BAGALKOT | ILKAL | BELAGAVI | BAGALKOT | BAGALKOT | ILKAL | NANDAWADAGI
2622 | KUSHTAGI_220KV | HUNUGUND_110KV | 110339158A | KARADI_33KV | BANK-1 | F06 | A | F06-ISLAMPUR | AGRICULTURE | BAGALKOT | HUNGUND | BELAGAVI | BAGALKOT | BAGALKOT | ILKAL | KARADI
2623 | KUSHTAGI_220KV | HUNUGUND_110KV | 110339158B | KARADI_33KV | BANK-1 | F04 | B | F04-INDAVAR NJY | NJY | BAGALKOT | HUNGUND | BELAGAVI | BAGALKOT | BAGALKOT | ILKAL | KARADI
2624 | KUSHTAGI_220KV | HUNUGUND_110KV | 110339158C | KARADI_33KV | BANK-1 | F05 | C | F05-BUDIHAL | AGRICULTURE | BAGALKOT | HUNGUND | BELAGAVI | BAGALKOT | BAGALKOT | ILKAL | KARADI
2625 | KUSHTAGI_220KV | HUNUGUND_110KV | 110339158D | KARADI_33KV | BANK-1 | F03 | D | F03-NANDAWADAGI IP | AGRICULTURE | BAGALKOT | HUNGUND | BELAGAVI | BAGALKOT | BAGALKOT | ILKAL | NANDAWADAGI
2626 | KUSHTAGI_220KV | HUNUGUND_110KV | 110339158E | KARADI_33KV | BANK-1 | F02 | E | F02-MULTI VILLAGE WATER SUPPLY | WATER SUPPLY | BAGALKOT | HUNGUND | BELAGAVI | BAGALKOT | BAGALKOT | ILKAL | KARADI
2627 | KUSHTAGI_220KV | HUNUGUND_110KV | 110339158F | KARADI_33KV | BANK-1 | F07 | F | F07-KARADI NJY | NJY | BAGALKOT | HUNGUND | BELAGAVI | BAGALKOT | BAGALKOT | ILKAL | KARADI
2628 | KUSHTAGI_220KV | HUNUGUND_110KV | 110339158G | KARADI_33KV | BANK-1 | F01 | G | F01-AMARAWADAGI NJY | NJY | BAGALKOT | ILKAL | BELAGAVI | BAGALKOT | BAGALKOT | ILKAL | KARADI/NANDAWADAGI
2630 | CHIKKODI_220KV | CHIKKODI_110KV | 130713484A | KAROSHI_110KV | BANK-1 | F01 | A | F01-HATTARAWAT IP | AGRICULTURE | BELAGAVI | CHIKKODI | BELAGAVI | CHIKKODI | CHIKKODI | CHIKKODI | KAROSHI
2631 | CHIKKODI_220KV | CHIKKODI_110KV | 130713484B | KAROSHI_110KV | BANK-1 | F02 | B | F02-JAINAPUR IP | AGRICULTURE | BELAGAVI | CHIKKODI | BELAGAVI | CHIKKODI | CHIKKODI | CHIKKODI | KAROSHI
2632 | CHIKKODI_220KV | CHIKKODI_110KV | 130713484M | KAROSHI_110KV | BANK-1 | F03 | M | F03-GANAPATI GUDI IP | AGRICULTURE | BELAGAVI | CHIKKODI | BELAGAVI | CHIKKODI | CHIKKODI | CHIKKODI | KAROSHI
2633 | CHIKKODI_220KV | CHIKKODI_110KV | 130713484C | KAROSHI_110KV | BANK-1 | F04 | C | F04-KHAJAGOUDANATTI IP | AGRICULTURE | BELAGAVI | CHIKKODI | BELAGAVI | CHIKKODI | CHIKKODI | CHIKKODI | KAROSHI
2634 | CHIKKODI_220KV | CHIKKODI_110KV | 130713484D | KAROSHI_110KV | BANK-1 | F09 | D | F09-MAJALATTI NJY | NJY | BELAGAVI | CHIKKODI | BELAGAVI | CHIKKODI | CHIKKODI | CHIKKODI | KAROSHI
2635 | CHIKKODI_220KV | CHIKKODI_110KV | 130713484E | KAROSHI_110KV | BANK-1 | F05 | E | F05-KAROSHI NJY | NJY | BELAGAVI | CHIKKODI | BELAGAVI | CHIKKODI | CHIKKODI | CHIKKODI | KAROSHI
2636 | CHIKKODI_220KV | CHIKKODI_110KV | 130713484F | KAROSHI_110KV | BANK-1 | F06 | F | F06-AMARAI IP | AGRICULTURE | BELAGAVI | CHIKKODI | BELAGAVI | CHIKKODI | CHIKKODI | CHIKKODI | KAROSHI
2637 | CHIKKODI_220KV | CHIKKODI_110KV | 130713484G | KAROSHI_110KV | BANK-2 | F07 | G | F07-TORANAHALLI IP | AGRICULTURE | BELAGAVI | CHIKKODI | BELAGAVI | CHIKKODI | CHIKKODI | CHIKKODI | KAROSHI
2638 | CHIKKODI_220KV | CHIKKODI_110KV | 130713484H | KAROSHI_110KV | BANK-2 | F08 | H | F08-BIDAROLLI NJY | NJY | BELAGAVI | CHIKKODI | BELAGAVI | CHIKKODI | CHIKKODI | CHIKKODI | KAROSHI
2639 | CHIKKODI_220KV | CHIKKODI_110KV | 130713484J | KAROSHI_110KV | BANK-2 | F10 | J | F10-TUPPAD LAXMI | AGRICULTURE | BELAGAVI | CHIKKODI | BELAGAVI | CHIKKODI | CHIKKODI | CHIKKODI | KAROSHI
2640 | CHIKKODI_220KV | CHIKKODI_110KV | 130713484K | KAROSHI_110KV | BANK-2 | F11 | K | F11-BHAVESHWARI IP | AGRICULTURE | BELAGAVI | CHIKKODI | BELAGAVI | CHIKKODI | CHIKKODI | CHIKKODI | NAGARAMUNOLLI
2641 | CHIKKODI_220KV | CHIKKODI_110KV | 130713484L | KAROSHI_110KV | BANK-2 | F12 | L | F12-KOTIWALE IP | AGRICULTURE | BELAGAVI | CHIKKODI | BELAGAVI | CHIKKODI | CHIKKODI | CHIKKODI | KAROSHI
2642 | CHIKKODI_220KV | CHIKKODI_110KV | 130713159B | KAROSHI_33KV | BANK-1 | F03 | B | F03-BENNEHALLI IP | AGRICULTURE | BELAGAVI | CHIKKODI | BELAGAVI | CHIKKODI | CHIKKODI | CHIKKODI | NAGARAMUNOLLI
2643 | CHIKKODI_220KV | CHIKKODI_110KV | 130713159C | KAROSHI_33KV | BANK-1 | F04 | C | F04-MALINGE TOTA IP | AGRICULTURE | BELAGAVI | CHIKKODI | BELAGAVI | CHIKKODI | CHIKKODI | CHIKKODI | NAGARAMUNOLLI
2644 | CHIKKODI_220KV | CHIKKODI_110KV | 130713159D | KAROSHI_33KV | BANK-2 | F05 | D | F05-MUGALI | AGRICULTURE | BELAGAVI | CHIKKODI | BELAGAVI | CHIKKODI | CHIKKODI | CHIKKODI | KAROSHI
2645 | CHIKKODI_220KV | CHIKKODI_110KV | 130713159F | KAROSHI_33KV | BANK-2 | F07 | F | F07-MANGNUR NJY | NJY | BELAGAVI | CHIKKODI | BELAGAVI | CHIKKODI | CHIKKODI | CHIKKODI | KAROSHI
2646 | CHIKKODI_220KV | CHIKKODI_110KV | 130713159G | KAROSHI_33KV | BANK-1 | F02 | G | F02-KUNGATOLI NJY | NJY | BELAGAVI | CHIKKODI | BELAGAVI | CHIKKODI | CHIKKODI | CHIKKODI | NAGARAMUNOLLI
2647 | CHIKKODI_220KV | CHIKKODI_110KV | 130713159I | KAROSHI_33KV | BANK-1 | F01 | I | F01-CHANNAVEERATTI IP | AGRICULTURE | BELAGAVI | CHIKKODI | BELAGAVI | CHIKKODI | CHIKKODI | CHIKKODI | NAGARAMUNOLLI
2648 | CHIKKODI_220KV | CHIKKODI_110KV | 130713159J | KAROSHI_33KV | BANK-2 | F06 | J | F06-KUNGATOLLI IP | AGRICULTURE | BELAGAVI | CHIKKODI | BELAGAVI | CHIKKODI | CHIKKODI | CHIKKODI | NAGARAMUNOLLI
2649 | CHIKKODI_220KV | CHIKKODI_110KV | 130713159K | KAROSHI_33KV | BANK-2 | F08 | K | F08-KAMATYANATTI IP | AGRICULTURE | BELAGAVI | CHIKKODI | BELAGAVI | CHIKKODI | CHIKKODI | CHIKKODI | NAGARAMUNOLLI
2653 | KARWAR_220KV | KARWAR_220KV | 271843295A | KARWAR(SHEJWAD)_110KV | BANK-2 | F04 | A | F04-SHIRWAD | RURAL | UTTAR KANNADA | KARWAR | HUBBALLI | SIRSI | KARWAR | KARWAR | S.O.3 RURAL
2654 | KARWAR_220KV | KARWAR_220KV | 271843295B | KARWAR(SHEJWAD)_110KV | BANK-2 | F01 | B | F01-TELANG ROAD | URBAN DHQ | UTTAR KANNADA | KARWAR | HUBBALLI | SIRSI | KARWAR | KARWAR | S.O.2
2655 | KARWAR_220KV | KARWAR_220KV | 271843295C | KARWAR(SHEJWAD)_110KV | BANK-2 | F03 | C | F03-SUNKERI | URBAN DHQ | UTTAR KANNADA | KARWAR | HUBBALLI | SIRSI | KARWAR | KARWAR | S.O.2
2656 | KARWAR_220KV | KARWAR_220KV | 271843295D | KARWAR(SHEJWAD)_110KV | BANK-2 | F02 | D | F02-NANDANGADDA | URBAN DHQ | UTTAR KANNADA | KARWAR | HUBBALLI | SIRSI | KARWAR | KARWAR | S.O.1
2657 | KARWAR_220KV | KARWAR_220KV | 271843295E | KARWAR(SHEJWAD)_110KV | BANK-1 | F06 | E | F06-KHB COLONY | URBAN DHQ | UTTAR KANNADA | KARWAR | HUBBALLI | SIRSI | KARWAR | KARWAR | S.O.2
2658 | KARWAR_220KV | KARWAR_220KV | 271843295F | KARWAR(SHEJWAD)_110KV | BANK-2 | F05 | F | F05-INDUSTRIAL | INDUSTRIAL | UTTAR KANNADA | KARWAR | HUBBALLI | SIRSI | KARWAR | KARWAR | S.O.3 RURAL
2660 | SIRSI_220KV | HONNAVAR_110KV | 272737160A | KASARKOD_33KV | BANK-2 | F05 | A | F05-KELAGINUR | RURAL | UTTAR KANNADA | HONNAVAR | HUBBALLI | SIRSI | HONNAVAR | HONNAVAR | KASARKOD
2661 | SIRSI_220KV | HONNAVAR_110KV | 272737160B | KASARKOD_33KV | BANK-2 | F07 | B | F07-TONKA | RURAL | UTTAR KANNADA | HONNAVAR | HUBBALLI | SIRSI | HONNAVAR | HONNAVAR | KASARKOD
2662 | SIRSI_220KV | HONNAVAR_110KV | 272737160C | KASARKOD_33KV | BANK-1 | F03 | C | F03-BALKUR | RURAL | UTTAR KANNADA | HONNAVAR | HUBBALLI | SIRSI | HONNAVAR | HONNAVAR | KASARKOD
2663 | SIRSI_220KV | HONNAVAR_110KV | 272737160D | KASARKOD_33KV | BANK-2 | F06 | D | F06-IDAGUNJI | RURAL | UTTAR KANNADA | HONNAVAR | HUBBALLI | SIRSI | HONNAVAR | HONNAVAR | KASARKOD
2664 | SIRSI_220KV | HONNAVAR_110KV | 272737160E | KASARKOD_33KV | BANK-1 | F04 | E | F04-DEVARA GADDE | RURAL | UTTAR KANNADA | HONNAVAR | HUBBALLI | SIRSI | HONNAVAR | HONNAVAR | KASARKOD
2667 | BAGALKOT_220KV | BAGALKOT_220KV | 110331161A | KATAGERI_33KV | BANK-1 | F01 | A | F01-KATAGERI IP | AGRICULTURE | BAGALKOT | BADAMI | BELAGAVI | BAGALKOT | BAGALKOT | GULEDAGUDD | KATAGERI
2668 | BAGALKOT_220KV | BAGALKOT_220KV | 110331161B | KATAGERI_33KV | BANK-1 | F02 | B | F02-KATAGERI NJY | NJY | BAGALKOT | BADAMI | BELAGAVI | BAGALKOT | BAGALKOT | GULEDAGUDD | KATAGERI
2669 | BAGALKOT_220KV | BAGALKOT_220KV | 110331161G | KATAGERI_33KV | BANK-1 | F03 | G | F03-HANGARAGI | AGRICULTURE | BAGALKOT | BADAMI | BELAGAVI | BAGALKOT | BAGALKOT | GULEDAGUDD | KATAGERI
2670 | BAGALKOT_220KV | BAGALKOT_220KV | 110331161C | KATAGERI_33KV | BANK-1 | F04 | C | F04-HANGARAGI NJY | NJY | BAGALKOT | BADAMI | BELAGAVI | BAGALKOT | BAGALKOT | GULEDAGUDD | KATAGERI
2671 | BAGALKOT_220KV | BAGALKOT_220KV | 110331161E | KATAGERI_33KV | BANK-2 | F05 | E | F05-JAMMANKATTI | AGRICULTURE | BAGALKOT | BADAMI | BELAGAVI | BAGALKOT | BAGALKOT | GULEDAGUDD | KATAGERI
2676 | SAUNDATTI_220KV | SAUNDATTI_220KV | 122161162A | KATAKOL_110KV | BANK-4 | F18 | A | F18-KATKOL IP1 | AGRICULTURE | BELAGAVI | RAMDURG | BELAGAVI | BELAGAVI | RAMDURG | RAMDURG | KATAKOL
2677 | SAUNDATTI_220KV | SAUNDATTI_220KV | 122161162B | KATAKOL_110KV | BANK-1 | F01 | B | F01-KATKOL IP2 | AGRICULTURE | BELAGAVI | RAMDURG | BELAGAVI | BELAGAVI | RAMDURG | RAMDURG | KATAKOL
2678 | SAUNDATTI_220KV | SAUNDATTI_220KV | 122161162P | KATAKOL_110KV | BANK-4 | F20 | P | F20-KALLANITT | AGRICULTURE | BELAGAVI | RAMDURG | BELAGAVI | BELAGAVI | RAMDURG | RAMDURG | KATAKOL
2679 | SAUNDATTI_220KV | SAUNDATTI_220KV | 122161162C | KATAKOL_110KV | BANK-3 | F17 | C | F17-KHANPETH | AGRICULTURE | BELAGAVI | RAMDURG | BELAGAVI | BELAGAVI | RAMDURG | RAMDURG | KATAKOL
2680 | SAUNDATTI_220KV | SAUNDATTI_220KV | 122161162D | KATAKOL_110KV | BANK-1 | F03 | D | F03-NAABALLI-THOTA | AGRICULTURE | BELAGAVI | RAMDURG | BELAGAVI | BELAGAVI | RAMDURG | RAMDURG | KATAKOL
2681 | SAUNDATTI_220KV | SAUNDATTI_220KV | 122161162E | KATAKOL_110KV | BANK-1 | F04 | E | F04-TORANAGATTI | AGRICULTURE | BELAGAVI | RAMDURG | BELAGAVI | BELAGAVI | RAMDURG | RAMDURG | KATAKOL
2682 | SAUNDATTI_220KV | SAUNDATTI_220KV | 122161162F | KATAKOL_110KV | BANK-1 | F05 | F | F05-BADAKALURE | AGRICULTURE | BELAGAVI | RAMDURG | BELAGAVI | BELAGAVI | RAMDURG | RAMDURG | KATAKOL
2683 | SAUNDATTI_220KV | SAUNDATTI_220KV | 122161162G | KATAKOL_110KV | BANK-3 | F13 | G | F13-KATAKOL NJY | NJY | BELAGAVI | RAMDURG | BELAGAVI | BELAGAVI | RAMDURG | RAMDURG | KATAKOL
2684 | SAUNDATTI_220KV | SAUNDATTI_220KV | 122161162H | KATAKOL_110KV | BANK-3 | F15 | H | F15-GALIDIBBA | AGRICULTURE | BELAGAVI | RAMDURG | BELAGAVI | BELAGAVI | RAMDURG | RAMDURG | KATAKOL
2685 | SAUNDATTI_220KV | SAUNDATTI_220KV | 122161162I | KATAKOL_110KV | BANK-2 | F09 | I | F09-SULLIKERI | AGRICULTURE | BELAGAVI | RAMDURG | BELAGAVI | BELAGAVI | RAMDURG | RAMDURG | KATAKOL
2686 | SAUNDATTI_220KV | SAUNDATTI_220KV | 122161162J | KATAKOL_110KV | BANK-2 | F08 | J | F08-GODACHI | AGRICULTURE | BELAGAVI | RAMDURG | BELAGAVI | BELAGAVI | RAMDURG | RAMDURG | KATAKOL
2687 | SAUNDATTI_220KV | SAUNDATTI_220KV | 122161162K | KATAKOL_110KV | BANK-2 | F11 | K | F11-TOTAGATTI NJY | NJY | BELAGAVI | RAMDURG | BELAGAVI | BELAGAVI | RAMDURG | RAMDURG | KATAKOL
2688 | SAUNDATTI_220KV | SAUNDATTI_220KV | 122161162L | KATAKOL_110KV | BANK-2 | F12 | L | F12-CHANDARAGI | AGRICULTURE | BELAGAVI | RAMDURG | BELAGAVI | BELAGAVI | RAMDURG | RAMDURG | HULAKUND
2689 | SAUNDATTI_220KV | SAUNDATTI_220KV | 122161162M | KATAKOL_110KV | BANK-1 | F02 | M | F02-KARIYAMMANA GUDI | AGRICULTURE | BELAGAVI | RAMDURG | BELAGAVI | BELAGAVI | RAMDURG | RAMDURG | KATAKOL
2690 | SAUNDATTI_220KV | SAUNDATTI_220KV | 122161162N | KATAKOL_110KV | BANK-2 | F10 | N | F10-SIDNAL | AGRICULTURE | BELAGAVI | RAMDURG | BELAGAVI | BELAGAVI | RAMDURG | RAMDURG | KATAKOL
2691 | SAUNDATTI_220KV | SAUNDATTI_220KV | 122161162O | KATAKOL_110KV | BANK-1 | F06 | O | F06-TOTNAAL IP | AGRICULTURE | BELAGAVI | RAMDURG | BELAGAVI | BELAGAVI | RAMDURG | RAMDURG | KATAKOL
2692 | SAUNDATTI_220KV | SAUNDATTI_220KV | 122161162Q | KATAKOL_110KV | BANK-4 | F19 | Q | F19-UPPARAPATTI IP | AGRICULTURE | BELAGAVI | RAMDURG | BELAGAVI | BELAGAVI | RAMDURG | RAMDURG | KATAKOL
2693 | SAUNDATTI_220KV | SAUNDATTI_220KV | 122161162R | KATAKOL_110KV | BANK-2 | F07 | R | F07-PEERANAGUDI | AGRICULTURE | BELAGAVI | RAMDURG | BELAGAVI | BELAGAVI | RAMDURG | RAMDURG | KATAKOL
2694 | SAUNDATTI_220KV | SAUNDATTI_220KV | 122161162S | KATAKOL_110KV | BANK-3 | F14 | S | F14-DEVARAKERI | AGRICULTURE | BELAGAVI | RAMDURG | BELAGAVI | BELAGAVI | RAMDURG | RAMDURG | KATAKOL
2695 | SAUNDATTI_220KV | SAUNDATTI_220KV | 122161162T | KATAKOL_110KV | BANK-3 | F16 | T | F16-GODDAMANAKERI | AGRICULTURE | BELAGAVI | RAMDURG | BELAGAVI | BELAGAVI | RAMDURG | RAMDURG | KATAKOL
2699 | SAUNDATTI_220KV | KATAKOL_110KV | 122161163A | KATAKOL_33KV | BANK-1 | F01 | A | F01-BADAKALUR | AGRICULTURE | BELAGAVI | RAMDURG | BELAGAVI | BELAGAVI | RAMDURG | RAMDURG | KATAKOL
2702 | SAUNDATTI_220KV | KATAKOL_110KV | 122161163E | KATAKOL_33KV | BANK-1 | F05 | E | F05-HANAMASAGAR | AGRICULTURE | BELAGAVI | RAMDURG | BELAGAVI | BELAGAVI | RAMDURG | RAMDURG | KATAKOL
2703 | VAJRAMATTI_220KV | VAJRAMATTI_220KV | 111910164A | KATARAKI_110KV | BANK-1 | F01 | A | F01-KOPPA S K | AGRICULTURE | BAGALKOT | BILAGI | BELAGAVI | BAGALKOT | MUDHOL | BILAGI | KATARKI
2704 | VAJRAMATTI_220KV | VAJRAMATTI_220KV | 111910164B | KATARAKI_110KV | BANK-1 | F02 | B | F02-ARAKERI | AGRICULTURE | BAGALKOT | BILAGI | BELAGAVI | BAGALKOT | MUDHOL | BILAGI | KATARKI
2705 | VAJRAMATTI_220KV | VAJRAMATTI_220KV | 111952164C | KATARAKI_110KV | BANK-1 | F03 | C | F03-HALAGALI | AGRICULTURE | BAGALKOT | BILAGI | BELAGAVI | BAGALKOT | MUDHOL | BILAGI | KATARKI
2706 | VAJRAMATTI_220KV | VAJRAMATTI_220KV | 111910164R | KATARAKI_110KV | BANK-3 | F14 | R | F14-K.MATH | AGRICULTURE | BAGALKOT | BILAGI | BELAGAVI | BAGALKOT | MUDHOL | BILAGI | KATARKI
2707 | VAJRAMATTI_220KV | VAJRAMATTI_220KV | 111910164E | KATARAKI_110KV | BANK-1 | F05 | E | F05-GADDIGI | AGRICULTURE | BAGALKOT | BILAGI | BELAGAVI | BAGALKOT | MUDHOL | BILAGI | KATARKI
2708 | VAJRAMATTI_220KV | VAJRAMATTI_220KV | 111910164H | KATARAKI_110KV | BANK-2 | F07 | H | F07-KATARAKI | AGRICULTURE | BAGALKOT | BILAGI | BELAGAVI | BAGALKOT | MUDHOL | BILAGI | KATARKI
2709 | VAJRAMATTI_220KV | VAJRAMATTI_220KV | 111952164I | KATARAKI_110KV | BANK-2 | F08 | I | F08-BUDNI BK | AGRICULTURE | BAGALKOT | MUDHOL | BELAGAVI | BAGALKOT | MUDHOL | MUDHOL | SO-III(VAJJARMATTI)
2710 | VAJRAMATTI_220KV | VAJRAMATTI_220KV | 111910164Q | KATARAKI_110KV | BANK-2 | F09 | Q | F09-CHIKKALAGUNDI | AGRICULTURE | BAGALKOT | BILAGI | BELAGAVI | BAGALKOT | MUDHOL | BILAGI | KATARKI
2711 | VAJRAMATTI_220KV | VAJRAMATTI_220KV | 111910164P | KATARAKI_110KV | BANK-2 | F10 | P | F10-ARAKERI NJY | NJY | BAGALKOT | BILAGI | BELAGAVI | BAGALKOT | MUDHOL | BILAGI | KATARKI
2712 | VAJRAMATTI_220KV | VAJRAMATTI_220KV | 111952164K | KATARAKI_110KV | BANK-3 | F12 | K | F12-MELLIGERI | AGRICULTURE | BAGALKOT | MUDHOL | BELAGAVI | BAGALKOT | MUDHOL | MUDHOL | SO-IV(MANTUR)
2713 | VAJRAMATTI_220KV | VAJRAMATTI_220KV | 111952164L | KATARAKI_110KV | BANK-3 | F11 | L | F11-H.ALAGUNDI BK | AGRICULTURE | BAGALKOT | MUDHOL | BELAGAVI | BAGALKOT | MUDHOL | MUDHOL | SO-III(VAJJARMATTI)
2714 | VAJRAMATTI_220KV | VAJRAMATTI_220KV | 111910164M | KATARAKI_110KV | BANK-3 | F13 | M | F13-JANAMATTI | AGRICULTURE | BAGALKOT | BILAGI | BELAGAVI | BAGALKOT | MUDHOL | BILAGI | KATARKI
2715 | VAJRAMATTI_220KV | VAJRAMATTI_220KV | 111910164S | KATARAKI_110KV | BANK-3 | F15 | S | F15-BILMANI | AGRICULTURE | BAGALKOT | BILAGI | BELAGAVI | BAGALKOT | MUDHOL | BILAGI | KATARKI
2716 | VAJRAMATTI_220KV | VAJRAMATTI_220KV | 111910164F | KATARAKI_110KV | BANK-4 | F17 | F | F17-SHIRAGUPPI | AGRICULTURE | BAGALKOT | BILAGI | BELAGAVI | BAGALKOT | MUDHOL | BILAGI | KATARKI
2717 | VAJRAMATTI_220KV | VAJRAMATTI_220KV | 111910164G | KATARAKI_110KV | BANK-4 | F18 | G | F18-KOVALLI | AGRICULTURE | BAGALKOT | BILAGI | BELAGAVI | BAGALKOT | MUDHOL | BILAGI | KATARKI
2718 | VAJRAMATTI_220KV | VAJRAMATTI_220KV | 111910164N | KATARAKI_110KV | BANK-4 | F21 | N | F21-LIS LINGAPUR | LIFT IRRIGATION | BAGALKOT | BILAGI | BELAGAVI | BAGALKOT | MUDHOL | BILAGI | KATARKI
2719 | VAJRAMATTI_220KV | VAJRAMATTI_220KV | 111910164J | KATARAKI_110KV | BANK-4 | F20 | J | F20-KATARAKI NJY | NJY | BAGALKOT | BILAGI | BELAGAVI | BAGALKOT | MUDHOL | BILAGI | KATARKI
2720 | VAJRAMATTI_220KV | VAJRAMATTI_220KV | 111910164T | KATARAKI_110KV | BANK-1 | F04 | T | F04-DURGADEVI | AGRICULTURE | BAGALKOT | BILAGI | BELAGAVI | BAGALKOT | MUDHOL | BILAGI | KATARKI
2721 | VAJRAMATTI_220KV | VAJRAMATTI_220KV | 111910164U | KATARAKI_110KV | BANK-4 | F19 | U | F19-GATAPRABHA RIVERBED | AGRICULTURE | BAGALKOT | BILAGI | BELAGAVI | BAGALKOT | MUDHOL | BILAGI | KATARKI
2728 | AMBEWADI_220KV | AMBEWADI_220KV | 250842165A | KAWALWAD_110KV | BANK-1 | F08 | A | F08-KUDALAGI NJY | NJY | DHARWAD | KALAGHATAGI | HUBBALLI | HUBBALLI | DHARWAD RURAL | KALAGHATAGI | KALAGHATAGI
2729 | AMBEWADI_220KV | AMBEWADI_220KV | 272532165B | KAWALWAD_110KV | BANK-1 | F02 | B | F02-KAWALWAD | RURAL | UTTAR KANNADA | HALIYAL | HUBBALLI | SIRSI | DANDELI | HALIYAL | HALIYAL RURAL
2730 | AMBEWADI_220KV | AMBEWADI_220KV | 272532165C | KAWALWAD_110KV | BANK-1 | F03 | C | F03-JANAGA | RURAL | UTTAR KANNADA | HALIYAL | HUBBALLI | SIRSI | DANDELI | HALIYAL | HALIYAL RURAL
2731 | AMBEWADI_220KV | AMBEWADI_220KV | 272532165G | KAWALWAD_110KV | BANK-2 | F07 | G | F07-TATTIGERA | RURAL | UTTAR KANNADA | HALIYAL | HUBBALLI | SIRSI | DANDELI | HALIYAL | HALIYAL RURAL
2732 | AMBEWADI_220KV | AMBEWADI_220KV | 272532165D | KAWALWAD_110KV | BANK-1 | F10 | D | F10-BELWATAGI | RURAL | UTTAR KANNADA | HALIYAL | HUBBALLI | SIRSI | DANDELI | HALIYAL | HALIYAL RURAL
2733 | AMBEWADI_220KV | AMBEWADI_220KV | 272532165F | KAWALWAD_110KV | BANK-2 | F06 | F | F06-DODKOPPA | RURAL | UTTAR KANNADA | HALIYAL | HUBBALLI | SIRSI | DANDELI | HALIYAL
2734 | AMBEWADI_220KV | AMBEWADI_220KV | 272532165H | KAWALWAD_110KV | BANK-2 | F09 | H | F09-SHIVAPUR | RURAL | UTTAR KANNADA | HALIYAL | HUBBALLI | SIRSI | DANDELI | HALIYAL
2739 | VAJRAMATTI_220KV | VAJRAMATTI_220KV | 111952166A | KDJAMBAGI_110KV | BANK-1 | F02 | A | F02-CHICHKANDI BK | AGRICULTURE | BAGALKOT | MUDHOL | BELAGAVI | BAGALKOT | MUDHOL | LOKAPUR | CHICHAKHANDI
2740 | VAJRAMATTI_220KV | VAJRAMATTI_220KV | 111952166B | KDJAMBAGI_110KV | BANK-1 | F08 | B | F08-PETLUR | AGRICULTURE | BAGALKOT | MUDHOL | BELAGAVI | BAGALKOT | MUDHOL | LOKAPUR | BANTANUR
2741 | VAJRAMATTI_220KV | VAJRAMATTI_220KV | 111952166C | KDJAMBAGI_110KV | BANK-2 | F10 | C | F10-KASABAJAMBAGI | AGRICULTURE | BAGALKOT | MUDHOL | BELAGAVI | BAGALKOT | MUDHOL | LOKAPUR | CHICHAKHANDI
2742 | VAJRAMATTI_220KV | VAJRAMATTI_220KV | 111952166D | KDJAMBAGI_110KV | BANK-1 | F03 | D | F03-MUDDAPUR | AGRICULTURE | BAGALKOT | MUDHOL | BELAGAVI | BAGALKOT | MUDHOL | LOKAPUR | BANTANUR
2743 | VAJRAMATTI_220KV | VAJRAMATTI_220KV | 111952166E | KDJAMBAGI_110KV | BANK-2 | F11 | E | F11-JAMBAGI KD | AGRICULTURE | BAGALKOT | MUDHOL | BELAGAVI | BAGALKOT | MUDHOL | LOKAPUR | CHICHAKHANDI
2744 | VAJRAMATTI_220KV | VAJRAMATTI_220KV | 111952166F | KDJAMBAGI_110KV | BANK-2 | F13 | F | F13-JAMBAGI NJY | NJY | BAGALKOT | MUDHOL | BELAGAVI | BAGALKOT | MUDHOL | LOKAPUR | CHICHAKHANDI
2745 | VAJRAMATTI_220KV | VAJRAMATTI_220KV | 111952166G | KDJAMBAGI_110KV | BANK-1 | F01 | G | F01-CHICHKANDI MADDI | AGRICULTURE | BAGALKOT | MUDHOL | BELAGAVI | BAGALKOT | MUDHOL | LOKAPUR | CHICHAKHANDI
2747 | VAJRAMATTI_220KV | VAJRAMATTI_220KV | 111949166I | KDJAMBAGI_110KV | BANK-2 | F12 | I | F12-JAMBAGI VALAVERI | AGRICULTURE | BAGALKOT | MUDHOL | BELAGAVI | BAGALKOT | MUDHOL | LOKAPUR | CHICHAKHANDI
2748 | VAJRAMATTI_220KV | VAJRAMATTI_220KV | 111949166J | KDJAMBAGI_110KV | BANK-1 | F04 | J | F04-KALLUSALU PETLUR | AGRICULTURE | BAGALKOT | MUDHOL | BELAGAVI | BAGALKOT | MUDHOL | LOKAPUR | BANTANUR
2749 | VAJRAMATTI_220KV | VAJRAMATTI_220KV | 111949166K | KDJAMBAGI_110KV | BANK-1 | F05 | K | F05-TIMMAPUR RIVER BED | AGRICULTURE | BAGALKOT | MUDHOL | BELAGAVI | BAGALKOT | MUDHOL | LOKAPUR | BANTANUR
2750 | VAJRAMATTI_220KV | VAJRAMATTI_220KV | 111949166L | KDJAMBAGI_110KV | BANK-1 | F06 | L | F06-CHICHAKHANDI NJY | NJY | BAGALKOT | MUDHOL | BELAGAVI | BAGALKOT | MUDHOL | LOKAPUR | CHICHAKHANDI
2755 | HAVERI_220KV | HAVERI_110KV | 241235167A | KERIMATTHALLI_33KV | BANK-1 | F01 | A | F01-VEERAPUR NJY | NJY | HAVERI | HAVERI | HUBBALLI | HAVERI | HAVERI | HAVERI | HAVERI RURAL-2
2756 | HAVERI_220KV | HAVERI_110KV | 241235167B | KERIMATTHALLI_33KV | BANK-1 | F02 | B | F02-JALANIRMAL NJY | NJY | HAVERI | HAVERI | HUBBALLI | HAVERI | HAVERI | HAVERI | HAVERI RURAL-2
2757 | HAVERI_220KV | HAVERI_110KV | 241235167C | KERIMATTHALLI_33KV | BANK-1 | F03 | C | F03-SANGUR | AGRICULTURE | HAVERI | HAVERI | HUBBALLI | HAVERI | HAVERI | HAVERI | HAVERI RURAL-2
2758 | HAVERI_220KV | HAVERI_110KV | 241235167D | KERIMATTHALLI_33KV | BANK-1 | F04 | D | F04-HOSALLI NJY | NJY | HAVERI | HAVERI | HUBBALLI | HAVERI | HAVERI | HAVERI | HAVERI RURAL-2
2759 | HAVERI_220KV | HAVERI_110KV | 241235167E | KERIMATTHALLI_33KV | BANK-1 | F05 | E | F05-KERIMATTIHALLI | AGRICULTURE | HAVERI | HAVERI | HUBBALLI | HAVERI | HAVERI | HAVERI | HAVERI RURAL-2
2760 | HAVERI_220KV | HAVERI_110KV | 241235167K | KERIMATTHALLI_33KV | BANK-1 | F06 | K | F06-FORTUNE | INDUSTRIAL | HAVERI | HAVERI | HUBBALLI | HAVERI | HAVERI | HAVERI | HAVERI RURAL-2
2761 | HAVERI_220KV | HAVERI_110KV | 241235167M | KERIMATTHALLI_33KV | BANK-1 | F07 | M | F07-GOURAPUR | AGRICULTURE | HAVERI | HAVERI | HUBBALLI | HAVERI | HAVERI | HAVERI | HAVERI RURAL-2
2762 | HAVERI_220KV | HAVERI_110KV | 241235167F | KERIMATTHALLI_33KV | BANK-2 | F11 | F | F11-SP OFFICE NJY | NJY | HAVERI | HAVERI | HUBBALLI | HAVERI | HAVERI | HAVERI | HAVERI RURAL-2
2763 | HAVERI_220KV | HAVERI_110KV | 241235167G | KERIMATTHALLI_33KV | BANK-2 | F13 | G | F13-KABBUR | AGRICULTURE | HAVERI | HAVERI | HUBBALLI | HAVERI | HAVERI | HAVERI | HAVERI RURAL-2
2764 | HAVERI_220KV | HAVERI_110KV | 241235167L | KERIMATTHALLI_33KV | BANK-2 | F12 | L | F12-KALLAPUR | AGRICULTURE | HAVERI | HAVERI | HUBBALLI | HAVERI | HAVERI | HAVERI | HAVERI RURAL-2
2765 | HAVERI_220KV | HAVERI_110KV | 241235167H | KERIMATTHALLI_33KV | BANK-1 | F08 | H | F08-HERUR | AGRICULTURE | HAVERI | HAVERI | HUBBALLI | HAVERI | HAVERI | HAVERI | HAVERI RURAL-2
2766 | HAVERI_220KV | HAVERI_110KV | 241235167I | KERIMATTHALLI_33KV | BANK-2 | F09 | I | F09-BENAKANAHALLI | AGRICULTURE | HAVERI | HAVERI | HUBBALLI | HAVERI | HAVERI | HAVERI | HAVERI RURAL-2
2767 | HAVERI_220KV | HAVERI_110KV | 241235167J | KERIMATTHALLI_33KV | BANK-2 | F10 | J | F10-HIRELINGDAHALLI | AGRICULTURE | HAVERI | HAVERI | HUBBALLI | HAVERI | HAVERI | HAVERI | HAVERI RURAL-2
2769 | BAGALKOT_220KV | BAGALKOT_220KV | 110331168A | KERUR_110KV | BANK-1 | F01 | A | F01-HALAKURKI | AGRICULTURE | BAGALKOT | BADAMI | BELAGAVI | BAGALKOT | BAGALKOT | GULEDAGUDD | KERUR
2770 | BAGALKOT_220KV | BAGALKOT_220KV | 110331168B | KERUR_110KV | BANK-1 | F02 | B | F02-HULLIKERI INAM | AGRICULTURE | BAGALKOT | BADAMI | BELAGAVI | BAGALKOT | BAGALKOT | GULEDAGUDD | KERUR
2771 | BAGALKOT_220KV | BAGALKOT_220KV | 110331168C | KERUR_110KV | BANK-1 | F03 | C | F03-BELAGANTI | AGRICULTURE | BAGALKOT | GULEDGUDDA | BELAGAVI | BAGALKOT | BAGALKOT | GULEDAGUDD | KERUR
2772 | BAGALKOT_220KV | BAGALKOT_220KV | 110331168D | KERUR_110KV | BANK-1 | F04 | D | F04-KERUR | URBAN NDHQ | BAGALKOT | BADAMI | BELAGAVI | BAGALKOT | BAGALKOT | GULEDAGUDD | KERUR
2773 | BAGALKOT_220KV | BAGALKOT_220KV | 110331168E | KERUR_110KV | BANK-2 | F05 | E | F05-UGALAWAT | AGRICULTURE | BAGALKOT | BAGALKOT | BELAGAVI | BAGALKOT | BAGALKOT | BADAMI | BELUR
2774 | BAGALKOT_220KV | BAGALKOT_220KV | 110331168F | KERUR_110KV | BANK-2 | F06 | F | F06-HALAGERI | AGRICULTURE | BAGALKOT | BAGALKOT | BELAGAVI | BAGALKOT | BAGALKOT | BADAMI | BELUR
2775 | BAGALKOT_220KV | BAGALKOT_220KV | 110331168G | KERUR_110KV | BANK-2 | F07 | G | F07-MUSTIGERI NJY | NJY | BAGALKOT | BADAMI | BELAGAVI | BAGALKOT | BAGALKOT | GULEDAGUDD | KERUR
2777 | BAGALKOT_220KV | BAGALKOT_220KV | 110331168I | KERUR_110KV | BANK-2 | F09 | I | F09-JALAGERI | AGRICULTURE | BAGALKOT | BADAMI | BELAGAVI | BAGALKOT | BAGALKOT | GULEDAGUDD | KERUR
2778 | BAGALKOT_220KV | BAGALKOT_220KV | 110331168J | KERUR_110KV | BANK-2 | F10 | J | F10-KAINKATTI | AGRICULTURE | BAGALKOT | BADAMI | BELAGAVI | BAGALKOT | BAGALKOT | GULEDAGUDD | KERUR
2779 | BAGALKOT_220KV | BAGALKOT_220KV | 110331168K | KERUR_110KV | BANK-2 | F11 | K | F11-MUSTIGERI | AGRICULTURE | BAGALKOT | BADAMI | BELAGAVI | BAGALKOT | BAGALKOT | GULEDAGUDD | KERUR
2782 | INDI_220KV | INDI_220KV | 181612444A | KERUR(INDI)_110KV | BANK-1 | F01 | A | F01-KERUR NJY+KERUR WATER SUPPLY | NJY+WATER SUPPLY | VIJAYAPUR | CHADACHAN | BELAGAVI | VIJAYAPUR | INDI | CHADACHAN | ZALAKI
2783 | INDI_220KV | INDI_220KV | 181612444B | KERUR(INDI)_110KV | BANK-1 | F02 | B | F02-MASOBA | AGRICULTURE | VIJAYAPUR | CHADACHAN | BELAGAVI | VIJAYAPUR | INDI | CHADACHAN | ZALAKI
2784 | INDI_220KV | INDI_220KV | 181612444C | KERUR(INDI)_110KV | BANK-1 | F03 | C | F03-TAKALI | AGRICULTURE | VIJAYAPUR | CHADACHAN | BELAGAVI | VIJAYAPUR | INDI | CHADACHAN | RURAL
2785 | INDI_220KV | INDI_220KV | 181612444D | KERUR(INDI)_110KV | BANK-1 | F04 | D | F04-KALAMADA | AGRICULTURE | VIJAYAPUR | CHADACHAN | BELAGAVI | VIJAYAPUR | INDI | CHADACHAN | ZALAKI
2786 | INDI_220KV | INDI_220KV | 181612444E | KERUR(INDI)_110KV | BANK-1 | F05 | E | F05-ANKALAMMA | AGRICULTURE | VIJAYAPUR | CHADACHAN | BELAGAVI | VIJAYAPUR | INDI | CHADACHAN | CHADCHAN RURAL
2789 | CHIKKODI_220KV | CHIKKODI_110KV | 130713169A | KERUR_33KV | BANK-1 | F01 | A | F01-KERUR | AGRICULTURE | BELAGAVI | CHIKKODI | BELAGAVI | CHIKKODI | CHIKKODI | CHIKKODI | ANKALI
2790 | CHIKKODI_220KV | CHIKKODI_110KV | 130713169B | KERUR_33KV | BANK-1 | F02 | B | F02-KERURWADI | AGRICULTURE | BELAGAVI | CHIKKODI | BELAGAVI | CHIKKODI | CHIKKODI | CHIKKODI | ANKALI
2791 | CHIKKODI_220KV | CHIKKODI_110KV | 130713169C | KERUR_33KV | BANK-1 | F03 | C | F03-BASAVANAL GADDE | AGRICULTURE | BELAGAVI | CHIKKODI | BELAGAVI | CHIKKODI | CHIKKODI | CHIKKODI | ANKALI
2792 | CHIKKODI_220KV | CHIKKODI_110KV | 130713169D | KERUR_33KV | BANK-2 | F04 | D | F04-HALAKERI(KADAPUR) | AGRICULTURE | BELAGAVI | CHIKKODI | BELAGAVI | CHIKKODI | CHIKKODI | CHIKKODI | ANKALI
2793 | CHIKKODI_220KV | CHIKKODI_110KV | 130713169E | KERUR_33KV | BANK-2 | F05 | E | F05-JODKURALI | AGRICULTURE | BELAGAVI | CHIKKODI | BELAGAVI | CHIKKODI | CHIKKODI | CHIKKODI | ANKALI
2795 | CHIKKODI_220KV | CHIKKODI_110KV | 130713169G | KERUR_33KV | BANK-1 | F07 | G | F07-SIDDESHWAR | AGRICULTURE | BELAGAVI | CHIKKODI | BELAGAVI | CHIKKODI | CHIKKODI | CHIKKODI | ANKALI
2796 | CHIKKODI_220KV | CHIKKODI_110KV | 130713169H | KERUR_33KV | BANK-2 | F08 | H | F08-KERUR NJY | NJY | BELAGAVI | CHIKKODI | BELAGAVI | CHIKKODI | CHIKKODI | CHIKKODI | ANKALI
2797 | CHIKKODI_220KV | CHIKKODI_220KV | 130758378A | KHADAKLAT_110KV | BANK-1 | F01 | A | F01-TAPAKARWADI | AGRICULTURE | BELAGAVI | CHIKKODI | BELAGAVI | CHIKKODI | CHIKKODI | NIPPANI | KHADAKLAT
2798 | CHIKKODI_220KV | CHIKKODI_220KV | 130713378B | KHADAKLAT_110KV | BANK-1 | F02 | B | F02-GANESH GUDI IP | AGRICULTURE | BELAGAVI | CHIKKODI | BELAGAVI | CHIKKODI | CHIKKODI | CHIKKODI | CHIKODI RURAL
2799 | CHIKKODI_220KV | CHIKKODI_220KV | 130770378M | KHADAKLAT_110KV | BANK-1 | F03 | M | F03-PANGERI IP | AGRICULTURE | BELAGAVI | NIPPANI | BELAGAVI | CHIKKODI | CHIKKODI | NIPPANI | KHADAKLAT
2800 | CHIKKODI_220KV | CHIKKODI_220KV | 130713378D | KHADAKLAT_110KV | BANK-1 | F04 | D | F04-KUTALI IP | AGRICULTURE | BELAGAVI | CHIKKODI | BELAGAVI | CHIKKODI | CHIKKODI | CHIKKODI | CHIKODI RURAL
2801 | CHIKKODI_220KV | CHIKKODI_220KV | 130713378E | KHADAKLAT_110KV | BANK-1 | F05 | E | F05-NAIGLAZ | AGRICULTURE | BELAGAVI | CHIKKODI | BELAGAVI | CHIKKODI | CHIKKODI | CHIKKODI | CHIKODI RURAL
2802 | CHIKKODI_220KV | CHIKKODI_220KV | 130713378F | KHADAKLAT_110KV | BANK-1 | F06 | F | F06-NAVALIHAL NJY | NJY | BELAGAVI | CHIKKODI | BELAGAVI | CHIKKODI | CHIKKODI | CHIKKODI/NIPPANI | CHIKODI RURAL / KHADAKLAT
2803 | CHIKKODI_220KV | CHIKKODI_220KV | 130713378G | KHADAKLAT_110KV | BANK-2 | F07 | G | F07-DHULAGANWADI | AGRICULTURE | BELAGAVI | CHIKKODI | BELAGAVI | CHIKKODI | CHIKKODI | CHIKKODI/NIPPANI | CHIKODI RURAL / KHADAKLAT
2804 | CHIKKODI_220KV | CHIKKODI_220KV | 130758378H | KHADAKLAT_110KV | BANK-2 | F08 | H | F08-MANUCHIWADI IP | AGRICULTURE | BELAGAVI | CHIKKODI | BELAGAVI | CHIKKODI | CHIKKODI | NIPPANI/SADALAGA | KHADAKLAT/BHOJ
2805 | CHIKKODI_220KV | CHIKKODI_220KV | 130758378I | KHADAKLAT_110KV | BANK-2 | F09 | I | F09-DSC FACTORY NJY | NJY | BELAGAVI | CHIKKODI | BELAGAVI | CHIKKODI | CHIKKODI | NIPPANI/CHIKKODI | KHADAKLAT/CHIKKODI RURAL
2806 | CHIKKODI_220KV | CHIKKODI_220KV | 130758378J | KHADAKLAT_110KV | BANK-2 | F10 | J | F10-KHADAKLAT NJY | NJY | BELAGAVI | CHIKKODI | BELAGAVI | CHIKKODI | CHIKKODI | NIPPANI | KHADAKLAT
2807 | CHIKKODI_220KV | CHIKKODI_220KV | 130758378K | KHADAKLAT_110KV | BANK-2 | F11 | K | F11-KATWAN | AGRICULTURE | BELAGAVI | CHIKKODI | BELAGAVI | CHIKKODI | CHIKKODI | NIPPANI | KHADAKLAT
2808 | CHIKKODI_220KV | CHIKKODI_220KV | 130713378L | KHADAKLAT_110KV | BANK-2 | F12 | L | F12-SANKANWADI NJY | NJY | BELAGAVI | CHIKKODI | BELAGAVI | CHIKKODI | CHIKKODI | CHIKKODI | CHIKODI RURAL
2811 | BELAGAVI_220KV | ANKALAGI_110KV | 121130171A | KHANAGAON_33KV | BANK-1 | F07 | A | F07-GADA | AGRICULTURE | BELAGAVI | GOKAK | BELAGAVI | BELAGAVI | GHATAPRABHA | GOKAK | GOKAK-R
2812 | BELAGAVI_220KV | ANKALAGI_110KV | 121130171B | KHANAGAON_33KV | BANK-1 | F02 | B | F02-KHANAGAON NJY | NJY | BELAGAVI | GOKAK | BELAGAVI | BELAGAVI | GHATAPRABHA | GOKAK | GOKAK-R
2813 | BELAGAVI_220KV | ANKALAGI_110KV | 121130171C | KHANAGAON_33KV | BANK-2 | F05 | C | F05-KOLVI | AGRICULTURE | BELAGAVI | GOKAK | BELAGAVI | BELAGAVI | GHATAPRABHA | GOKAK | GOKAK-R
2814 | BELAGAVI_220KV | ANKALAGI_110KV | 121130171D | KHANAGAON_33KV | BANK-2 | F04 | D | F04-PUDAKALKATTI NJY | NJY | BELAGAVI | GOKAK | BELAGAVI | BELAGAVI | GHATAPRABHA | GOKAK | GOKAK-R
2815 | BELAGAVI_220KV | ANKALAGI_110KV | 121130171E | KHANAGAON_33KV | BANK-1 | F03 | E | F03-PUDAKALKATTI IP | AGRICULTURE | BELAGAVI | GOKAK | BELAGAVI | BELAGAVI | GHATAPRABHA | GOKAK | GOKAK-R
2816 | BELAGAVI_220KV | ANKALAGI_110KV | 121130171F | KHANAGAON_33KV | BANK-2 | F06 | F | F06-GUDANATTI IP | AGRICULTURE | BELAGAVI | GOKAK | BELAGAVI | BELAGAVI | GHATAPRABHA | GOKAK | GOKAK-R
2817 | BELAGAVI_220KV | ANKALAGI_110KV | 121129171G | KHANAGAON_33KV | BANK-1 | F08 | G | F08-HULIKATTI NJY | NJY | BELAGAVI | GOKAK | BELAGAVI | BELAGAVI | GHATAPRABHA | GOKAK | GOKAK-R
2818 | BELAGAVI_220KV | ANKALAGI_110KV | 121129171H | KHANAGAON_33KV | BANK-1 | F01 | H | F01-JAMANAL | AGRICULTURE | BELAGAVI | GOKAK | BELAGAVI | BELAGAVI | GHATAPRABHA | GOKAK | GOKAK-R
2822 | M.K. HUBLI_220KV | M.K. HUBLI_220KV | 120544172A | KHANAPUR(DUKKARAWADI)_110KV | BANK-1 | F01 | A | F01-LAILASUGAR | INDUSTRIAL | BELAGAVI | KHANAPUR | BELAGAVI | BELAGAVI | BELAGAVI RURAL | KHANAPUR | SO-1
2823 | M.K. HUBLI_220KV | M.K. HUBLI_220KV | 120544172B | KHANAPUR(DUKKARAWADI)_110KV | BANK-1 | F02 | B | F02-DEVALATTI | AGRICULTURE | BELAGAVI | KHANAPUR | BELAGAVI | BELAGAVI | BELAGAVI RURAL | KHANAPUR | JAMBOTI
2824 | M.K. HUBLI_220KV | M.K. HUBLI_220KV | 120544172C | KHANAPUR(DUKKARAWADI)_110KV | BANK-1 | F03 | C | F03-GARLGUNJI | AGRICULTURE | BELAGAVI | KHANAPUR | BELAGAVI | BELAGAVI | BELAGAVI RURAL | KHANAPUR | JAMBOTI
2825 | M.K. HUBLI_220KV | M.K. HUBLI_220KV | 120544172D | KHANAPUR(DUKKARAWADI)_110KV | BANK-1 | F04 | D | F04-KARAMBAL | AGRICULTURE | BELAGAVI | KHANAPUR | BELAGAVI | BELAGAVI | BELAGAVI RURAL | KHANAPUR | SO-1
2826 | M.K. HUBLI_220KV | M.K. HUBLI_220KV | 120544172E | KHANAPUR(DUKKARAWADI)_110KV | BANK-1 | F05 | E | F05-LOKOLI NJY | NJY | BELAGAVI | KHANAPUR | BELAGAVI | BELAGAVI | BELAGAVI RURAL | KHANAPUR | SO-1
2827 | M.K. HUBLI_220KV | M.K. HUBLI_220KV | 120544172F | KHANAPUR(DUKKARAWADI)_110KV | BANK-1 | F06 | F | F06-DEVALATTI NJY | NJY | BELAGAVI | KHANAPUR | BELAGAVI | BELAGAVI | BELAGAVI RURAL | KHANAPUR | JAMBOTI
2828 | M.K. HUBLI_220KV | M.K. HUBLI_220KV | 120544172G | KHANAPUR(DUKKARAWADI)_110KV | BANK-2 | F07 | G | F07-MODEKOPPA NJY | NJY | BELAGAVI | KHANAPUR | BELAGAVI | BELAGAVI | BELAGAVI RURAL | KHANAPUR | SO-2
2829 | M.K. HUBLI_220KV | M.K. HUBLI_220KV | 120544172H | KHANAPUR(DUKKARAWADI)_110KV | BANK-2 | F09 | H | F09-GANEBAIL NJY | NJY | BELAGAVI | KHANAPUR | BELAGAVI | BELAGAVI | BELAGAVI RURAL | KHANAPUR | JAMBOTI
2830 | M.K. HUBLI_220KV | M.K. HUBLI_220KV | 120544172I | KHANAPUR(DUKKARAWADI)_110KV | BANK-2 | F08 | I | F08-KATAGALI | AGRICULTURE | BELAGAVI | KHANAPUR | BELAGAVI | BELAGAVI | BELAGAVI RURAL | KHANAPUR | JAMBOTI
2831 | M.K. HUBLI_220KV | M.K. HUBLI_220KV | 120544172J | KHANAPUR(DUKKARAWADI)_110KV | BANK-2 | F10 | J | F10-IPDS INDUSTRIAL | INDUSTRIAL | BELAGAVI | KHANAPUR | BELAGAVI | BELAGAVI | BELAGAVI RURAL | KHANAPUR | SO-1
2832 | M.K. HUBLI_220KV | M.K. HUBLI_220KV | 120544172K | KHANAPUR(DUKKARAWADI)_110KV | BANK-2 | F11 | K | F11-KHANAPUR COURT | URBAN NDHQ | BELAGAVI | KHANAPUR | BELAGAVI | BELAGAVI | BELAGAVI RURAL | KHANAPUR | SO-1
2833 | M.K. HUBLI_220KV | M.K. HUBLI_220KV | 120544172L | KHANAPUR(DUKKARAWADI)_110KV | BANK-2 | F12 | L | F12-HEBBAL NANDAGAD NJY | NJY | BELAGAVI | KHANAPUR | BELAGAVI | BELAGAVI | BELAGAVI RURAL | KHANAPUR | HALASHI
2837 | M.K. HUBLI_220KV | KHANAPUR(DUKKARAWADI)_110KV | 120544173A | KHANAPUR_33KV | BANK-1 | F01 | A | F01-KHANAPUR | URBAN NDHQ | BELAGAVI | KHANAPUR | BELAGAVI | BELAGAVI | BELAGAVI RURAL | KHANAPUR | SO-1
2838 | M.K. HUBLI_220KV | KHANAPUR(DUKKARAWADI)_110KV | 120544173B | KHANAPUR_33KV | BANK-1 | F02 | B | F02-NANDAGAD | AGRICULTURE | BELAGAVI | KHANAPUR | BELAGAVI | BELAGAVI | BELAGAVI RURAL | KHANAPUR | SO-1
2839 | M.K. HUBLI_220KV | KHANAPUR(DUKKARAWADI)_110KV | 120544173C | KHANAPUR_33KV | BANK-1 | F03 | C | F03-OTHOLI NJY | NJY | BELAGAVI | KHANAPUR | BELAGAVI | BELAGAVI | BELAGAVI RURAL | KHANAPUR | SO-1
2840 | M.K. HUBLI_220KV | KHANAPUR(DUKKARAWADI)_110KV | 120544173D | KHANAPUR_33KV | BANK-2 | F04 | D | F04-LONDA | AGRICULTURE | BELAGAVI | KHANAPUR | BELAGAVI | BELAGAVI | BELAGAVI RURAL | KHANAPUR | SO-1
2841 | M.K. HUBLI_220KV | KHANAPUR(DUKKARAWADI)_110KV | 120544173E | KHANAPUR_33KV | BANK-2 | F05 | E | F05-OLD JAMBOTI NJY | NJY | BELAGAVI | KHANAPUR | BELAGAVI | BELAGAVI | BELAGAVI RURAL | KHANAPUR | SO-1
2842 | M.K. HUBLI_220KV | KHANAPUR(DUKKARAWADI)_110KV | 120544173F | KHANAPUR_33KV | BANK-2 | F06 | F | F06-ASOGA NJY | NJY | BELAGAVI | KHANAPUR | BELAGAVI | BELAGAVI | BELAGAVI RURAL | KHANAPUR | SO-1
2843 | GADAG_220KV | GADAG_110KV | 251067405D | KHB COLONY KALASAPUR ROAD GADAG_33KV | BANK-1 | F04 | D | F04-KANAVI NJY | NJY | GADAG | GADAG | HUBBALLI | GADAG | GADAG | GADAG RSD | MULGUND
2844 | GADAG_220KV | GADAG_110KV | 251067405E | KHB COLONY KALASAPUR ROAD GADAG_33KV | BANK-1 | F05 | E | F05-BELADHADI | AGRICULTURE | GADAG | GADAG | HUBBALLI | GADAG | GADAG | GADAG RSD | LAKKUNDI
2845 | GADAG_220KV | GADAG_110KV | 251067405J | KHB COLONY KALASAPUR ROAD GADAG_33KV | BANK-3 | F10 | J | F10-NAGAVI NJY | NJY | GADAG | GADAG | HUBBALLI | GADAG | GADAG | GADAG RSD | LAKKUNDI
2851 | GADAG_220KV | GADAG_110KV | 291067405H | KHB COLONY KALASAPUR ROAD GADAG_33KV | BANK-3 | F08 | H | F08-MALLASAMUDRA NJY | NJY | GADAG | GADAG | HUBBALLI | GADAG | GADAG | GADAG RSD | HULAKOTI
2854 | GADAG_220KV | GADAG_110KV | 291067405L | KHB COLONY KALASAPUR ROAD GADAG_33KV | BANK-3 | F12 | L | F12-KABALAYATAKATTI | AGRICULTURE | GADAG | GADAG | HUBBALLI | GADAG | GADAG | GADAG RSD | LAKKUNDI
2856 | CHIKKODI_220KV | ANKALI_110KV | 130713174A | KHOTAWDI_33KV | BANK-1 | F01 | A | F01-MANEWADI | AGRICULTURE | BELAGAVI | CHIKKODI | BELAGAVI | CHIKKODI | CHIKKODI | CHIKKODI | YADUR
2857 | CHIKKODI_220KV | ANKALI_110KV | 130713174B | KHOTAWDI_33KV | BANK-1 | F02 | B | F02-INGALI RIVER BED | AGRICULTURE | BELAGAVI | CHIKKODI | BELAGAVI | CHIKKODI | CHIKKODI | CHIKKODI | YADUR
2858 | CHIKKODI_220KV | ANKALI_110KV | 130713174C | KHOTAWDI_33KV | BANK-1 | F03 | C | F03-KRISNHA | AGRICULTURE | BELAGAVI | CHIKKODI | BELAGAVI | CHIKKODI | CHIKKODI | CHIKKODI | YADUR
2859 | CHIKKODI_220KV | ANKALI_110KV | 130713174D | KHOTAWDI_33KV | BANK-2 | F04 | D | F04-MANJARI RIVER BED | AGRICULTURE | BELAGAVI | CHIKKODI | BELAGAVI | CHIKKODI | CHIKKODI | CHIKKODI | YADUR
2860 | CHIKKODI_220KV | ANKALI_110KV | 130713174E | KHOTAWDI_33KV | BANK-2 | F05 | E | F05-CHANDUR RIVER BED | AGRICULTURE | BELAGAVI | CHIKKODI | BELAGAVI | CHIKKODI | CHIKKODI | CHIKKODI | YADUR
2861 | CHIKKODI_220KV | ANKALI_110KV | 130713174F | KHOTAWDI_33KV | BANK-2 | F06 | F | F06-MANJARI NJY | NJY | BELAGAVI | CHIKKODI | BELAGAVI | CHIKKODI | CHIKKODI | CHIKKODI | YADUR
2862 | CHIKKODI_220KV | ANKALI_110KV | 130713174G | KHOTAWDI_33KV | BANK-1 | F07 | G | F07-INGALI NJY | NJY | BELAGAVI | CHIKKODI | BELAGAVI | CHIKKODI | CHIKKODI | CHIKKODI | YADUR
2863 | CHIKKODI_220KV | ANKALI_110KV | 130713174H | KHOTAWDI_33KV | BANK-2 | F08 | H | F08-YADURWADI | AGRICULTURE | BELAGAVI | CHIKKODI | BELAGAVI | CHIKKODI | CHIKKODI | CHIKKODI | YADUR
2864 | CHIKKODI_220KV | ANKALI_110KV | 130713174I | KHOTAWDI_33KV | BANK-2 | F09 | I | F09-YADUR NJY | NJY | BELAGAVI | CHIKKODI | BELAGAVI | CHIKKODI | CHIKKODI | CHIKKODI | YADUR
2865 | SRS_HUBLI_220KV | SRS_HUBLI_220KV | 251484415F | KIADB GAMANAGATTI_110KV | BANK-2 | F06 | F | F06-COLGATE | INDUSTRIAL | DHARWAD | HUBBALLI | HUBBALLI | HUBBALLI | HUBBALLI URBAN | HUBBALLI CSD-4 | TARIHAL
2866 | SRS_HUBLI_220KV | SRS_HUBLI_220KV | 251484415G | KIADB GAMANAGATTI_110KV | BANK-2 | F07 | G | F07-WOMEN'S PARK | INDUSTRIAL | DHARWAD | HUBBALLI | HUBBALLI | HUBBALLI | HUBBALLI URBAN | HUBBALLI CSD-4 | TARIHAL
2867 | SRS_HUBLI_220KV | SRS_HUBLI_220KV | 251484415H | KIADB GAMANAGATTI_110KV | BANK-2 | F08 | H | F08-RAJESHWARI | INDUSTRIAL | DHARWAD | HUBBALLI | HUBBALLI | HUBBALLI | HUBBALLI URBAN | HUBBALLI CSD-4 | TARIHAL
2868 | SRS_HUBLI_220KV | SRS_HUBLI_220KV | 251484415A | KIADB GAMANAGATTI_110KV | BANK-1 | F01 | A | F01-KYLON | URBAN DHQ | DHARWAD | HUBBALLI | HUBBALLI | HUBBALLI | HUBBALLI URBAN | HUBBALLI CSD-4 | TARIHAL
2878 | VIJAYAPUR_220KV | VIJAYAPUR_220KV | 182418175L | KIADBVIJAYAPUR_110KV | BANK-1 | F01 | L | F01-KIADB | INDUSTRIAL | VIJAYAPUR | VIJAYAPUR | BELAGAVI | VIJAYAPUR | VIJAYAPUR | VIJAYAPUR CSD-1 | SHIVAGIRI
2879 | VIJAYAPUR_220KV | VIJAYAPUR_220KV | 182418175B | KIADBVIJAYAPUR_110KV | BANK-1 | F02 | B | F02-OLD INDUSTRIAL | URBAN DHQ | VIJAYAPUR | VIJAYAPUR | BELAGAVI | VIJAYAPUR | VIJAYAPUR | VIJAYAPUR CSD-1 | SO II
2880 | VIJAYAPUR_220KV | VIJAYAPUR_220KV | 182418175C | KIADBVIJAYAPUR_110KV | BANK-2 | F08 | C | F08-STONE CRUSHER | INDUSTRIAL | VIJAYAPUR | VIJAYAPUR | BELAGAVI | VIJAYAPUR | VIJAYAPUR | VIJAYAPUR CSD-1 | SHIVAGIRI
2881 | VIJAYAPUR_220KV | VIJAYAPUR_220KV | 182418175D | KIADBVIJAYAPUR_110KV | BANK-1 | F04 | D | F04-LBS | URBAN DHQ | VIJAYAPUR | VIJAYAPUR | BELAGAVI | VIJAYAPUR | VIJAYAPUR | VIJAYAPUR CSD-1 | SO II
2882 | VIJAYAPUR_220KV | VIJAYAPUR_220KV | 182418175E | KIADBVIJAYAPUR_110KV | BANK-1 | F05 | E | F05-SIDDESHWARA INDUSTRIES | INDUSTRIAL | VIJAYAPUR | VIJAYAPUR | BELAGAVI | VIJAYAPUR | VIJAYAPUR | VIJAYAPUR CSD-1 | SHIVAGIRI
2883 | VIJAYAPUR_220KV | VIJAYAPUR_220KV | 182418175F | KIADBVIJAYAPUR_110KV | BANK-2 | F13 | F | F13-STP | WATER SUPPLY | VIJAYAPUR | VIJAYAPUR | BELAGAVI | VIJAYAPUR | VIJAYAPUR | VIJAYAPUR CSD-1 | SO II
2884 | VIJAYAPUR_220KV | VIJAYAPUR_220KV | 182469175G | KIADBVIJAYAPUR_110KV | BANK-1 | F07 | G | F07-GUGADADDI | AGRICULTURE | VIJAYAPUR | VIJAYAPUR | BELAGAVI | VIJAYAPUR | VIJAYAPUR | VIJAYAPUR RSD | SHIVANAGI
2885 | VIJAYAPUR_220KV | VIJAYAPUR_220KV | 182418175J | KIADBVIJAYAPUR_110KV | BANK-2 | F12 | J | F12-BURNAPUR | URBAN DHQ | VIJAYAPUR | VIJAYAPUR | BELAGAVI | VIJAYAPUR | VIJAYAPUR | VIJAYAPUR CSD-1 | SHIVAGIRI
2886 | VIJAYAPUR_220KV | VIJAYAPUR_220KV | 182418175I | KIADBVIJAYAPUR_110KV | BANK-2 | F09 | I | F09-ALIYABAD INDUSTRIES | INDUSTRIAL | VIJAYAPUR | VIJAYAPUR | BELAGAVI | VIJAYAPUR | VIJAYAPUR | VIJAYAPUR CSD-1 | SHIVAGIRI
2887 | VIJAYAPUR_220KV | VIJAYAPUR_220KV | 182418175H | KIADBVIJAYAPUR_110KV | BANK-2 | F10 | H | F10-BHAGYAVANTI | URBAN DHQ | VIJAYAPUR | VIJAYAPUR | BELAGAVI | VIJAYAPUR | VIJAYAPUR | VIJAYAPUR CSD-1 | SHIVAGIRI
2888 | VIJAYAPUR_220KV | VIJAYAPUR_220KV | 182418175K | KIADBVIJAYAPUR_110KV | BANK-2 | F11 | K | F11-IOC | URBAN DHQ | VIJAYAPUR | VIJAYAPUR | BELAGAVI | VIJAYAPUR | VIJAYAPUR | VIJAYAPUR CSD-1 | SHIVAGIRI
2889 | VIJAYAPUR_220KV | VIJAYAPUR_220KV | 182418175A | KIADBVIJAYAPUR_110KV | BANK-2 | F03 | A | F03-KIRANA BAZAR | INDUSTRIAL | VIJAYAPUR | VIJAYAPUR | BELAGAVI | VIJAYAPUR | VIJAYAPUR | VIJAYAPUR CSD-1 | SHIVAGIRI
2890 | VIJAYAPUR_220KV | VIJAYAPUR_220KV | 182469175M | KIADBVIJAYAPUR_110KV | BANK-1 | F14 | M | F14-AIRPORT | URBAN DHQ | VIJAYAPUR | VIJAYAPUR | BELAGAVI | VIJAYAPUR | VIJAYAPUR | VIJAYAPUR RSD | RURAL
2893 | BIDNAL_220KV | GOPANKOPPA_110KV | 251421176A | KIMS_33KV | BANK-1 | F01 | A | F01-I TRUNK | URBAN DHQ | DHARWAD | HUBBALLI | HUBBALLI | HUBBALLI | HUBBALLI URBAN | HUBBALLI CSD-1 | VISHWESAR NAGAR
2894 | BIDNAL_220KV | GOPANKOPPA_110KV | 251421176B | KIMS_33KV | BANK-1 | F02 | B | F02-D TRUNK | URBAN DHQ | DHARWAD | HUBBALLI | HUBBALLI | HUBBALLI | HUBBALLI URBAN | HUBBALLI CSD-1 | VISHWESAR NAGAR
2895 | BIDNAL_220KV | GOPANKOPPA_110KV | 251421176C | KIMS_33KV | BANK-1 | F03 | C | F03-J TRUNK | URBAN DHQ | DHARWAD | HUBBALLI | HUBBALLI | HUBBALLI | HUBBALLI URBAN | HUBBALLI CSD-1 | VISHWESAR NAGAR
2896 | BIDNAL_220KV | GOPANKOPPA_110KV | 251421176D | KIMS_33KV | BANK-2 | F05 | D | F05-KIMS HOSPITAL | URBAN DHQ | DHARWAD | HUBBALLI | HUBBALLI | HUBBALLI | HUBBALLI URBAN | HUBBALLI CSD-1 | VISHWESAR NAGAR
2897 | BIDNAL_220KV | GOPANKOPPA_110KV | 251421176E | KIMS_33KV | BANK-2 | F06 | E | F06-H TRUNK | URBAN DHQ | DHARWAD | HUBBALLI | HUBBALLI | HUBBALLI | HUBBALLI URBAN | HUBBALLI CSD-1 | VISHWESAR NAGAR
2898 | BIDNAL_220KV | GOPANKOPPA_110KV | 251421176F | KIMS_33KV | BANK-1 | F04 | F | F04-F TRUNK | URBAN DHQ | DHARWAD | HUBBALLI | HUBBALLI | HUBBALLI | HUBBALLI URBAN | HUBBALLI CSD-1 | VISHWESAR NAGAR
2905 | SIRSI_220KV | UMMACHAGI_110KV | 250842177A | KIRAVATTI_110KV | BANK-1 | F01 | A | F01-SIDDANBHAVI | AGRICULTURE | DHARWAD | KALAGHATAGI | HUBBALLI | HUBBALLI | DHARWAD RURAL | KALAGHATAGI | KALAGHATAGI
2906 | SIRSI_220KV | UMMACHAGI_110KV | 272379177B | KIRAVATTI_110KV | BANK-1 | F02 | B | F02-HOSALLI | RURAL | UTTAR KANNADA | YELLAPUR | HUBBALLI | SIRSI | SIRSI | YELLAPUR | KIRAWATTI
2907 | SIRSI_220KV | UMMACHAGI_110KV | 272379177C | KIRAVATTI_110KV | BANK-1 | F03 | C | F03-MADANURU | RURAL | UTTAR KANNADA | YELLAPUR | HUBBALLI | SIRSI | SIRSI | YELLAPUR | KIRAWATTI
2908 | SIRSI_220KV | UMMACHAGI_110KV | 272379177D | KIRAVATTI_110KV | BANK-1 | F04 | D | F04-SOMAPURA | RURAL | UTTAR KANNADA | YELLAPUR | HUBBALLI | SIRSI | SIRSI | YELLAPUR | KIRAWATTI
2909 | SIRSI_220KV | UMMACHAGI_110KV | 272379177E | KIRAVATTI_110KV | BANK-1 | F05 | E | F05-KIRAVATTI | RURAL | UTTAR KANNADA | YELLAPUR | HUBBALLI | SIRSI | SIRSI | YELLAPUR | KIRAWATTI
2910 | SIRSI_220KV | UMMACHAGI_110KV | 272379177F | KIRAVATTI_110KV | BANK-1 | F06 | F | F06-KRISHNA DAIRY | INDUSTRIAL | UTTAR KANNADA | YELLAPUR | HUBBALLI | SIRSI | SIRSI | YELLAPUR | KIRAWATTI
2911 | SIRSI_220KV | UMMACHAGI_110KV | 250842177G | KIRAVATTI_110KV | BANK-1 | F07 | G | F07-TAMBUR NJY | NJY | DHARWAD | KALAGHATAGI | HUBBALLI | HUBBALLI | DHARWAD RURAL | KALAGHATAGI | KALAGHATAGI
2913 | NARENDRA_220KV | NARENDRA_220KV | 120445178A | KITTUR_110KV | BANK-1 | F01 | A | F01-SAGAR NJY | NJY | BELAGAVI | BAILHONGAL | BELAGAVI | BELAGAVI | BAILHONGAL | KITTUR | KITTUR
2914 | NARENDRA_220KV | NARENDRA_220KV | 120445178B | KITTUR_110KV | BANK-1 | F02 | B | F02-BAILUR | AGRICULTURE | BELAGAVI | BAILHONGAL | BELAGAVI | BELAGAVI | BAILHONGAL | KITTUR | KITTUR
2915 | NARENDRA_220KV | NARENDRA_220KV | 120445178C | KITTUR_110KV | BANK-1 | F03 | C | F03-TIGADOLLI | AGRICULTURE | BELAGAVI | BAILHONGAL | BELAGAVI | BELAGAVI | BAILHONGAL | KITTUR | KITTUR
2916 | NARENDRA_220KV | NARENDRA_220KV | 120445178D | KITTUR_110KV | BANK-1 | F04 | D | F04-DEGAON | AGRICULTURE | BELAGAVI | BAILHONGAL | BELAGAVI | BELAGAVI | BAILHONGAL | KITTUR | KITTUR
2917 | NARENDRA_220KV | NARENDRA_220KV | 120445178E | KITTUR_110KV | BANK-2 | F12 | E | F12-NANDIHALLI | AGRICULTURE | BELAGAVI | BAILHONGAL | BELAGAVI | BELAGAVI | BAILHONGAL | KITTUR | KITTUR
2918 | NARENDRA_220KV | NARENDRA_220KV | 120445178F | KITTUR_110KV | BANK-1 | F06 | F | F06-LINGADALLI NJY | NJY | BELAGAVI | BAILHONGAL | BELAGAVI | BELAGAVI | BAILHONGAL | KITTUR | KITTUR
2919 | NARENDRA_220KV | NARENDRA_220KV | 120445178S | KITTUR_110KV | BANK-1 | F05 | S | F05-BACHANAKERI | AGRICULTURE | BELAGAVI | BAILHONGAL | BELAGAVI | BELAGAVI | BAILHONGAL | KITTUR | KITTUR
2921 | NARENDRA_220KV | NARENDRA_220KV | 120445178T | KITTUR_110KV | BANK-2 | F08 | T | F08-GIRIYAL | AGRICULTURE | BELAGAVI | KITTUR | BELAGAVI | BELAGAVI | BAILHONGAL | KITTUR | KITTUR
2922 | NARENDRA_220KV | NARENDRA_220KV | 120445178G | KITTUR_110KV | BANK-3 | F18 | G | F18-KADASAGTTI NJY | NJY | BELAGAVI | BAILHONGAL | BELAGAVI | BELAGAVI | BAILHONGAL | KITTUR | KITTUR
2923 | NARENDRA_220KV | NARENDRA_220KV | 120445178H | KITTUR_110KV | BANK-3 | F17 | H | F17-KULAVALLI | AGRICULTURE | BELAGAVI | BAILHONGAL | BELAGAVI | BELAGAVI | BAILHONGAL | KITTUR | KITTUR
2924 | NARENDRA_220KV | NARENDRA_220KV | 120445178I | KITTUR_110KV | BANK-2 | F09 | I | F09-KITTUR | URBAN NDHQ | BELAGAVI | BAILHONGAL | BELAGAVI | BELAGAVI | BAILHONGAL | KITTUR | KITTUR
2925 | NARENDRA_220KV | NARENDRA_220KV | 120445178J | KITTUR_110KV | BANK-3 | F19 | J | F19-SHIVANUR | AGRICULTURE | BELAGAVI | BAILHONGAL | BELAGAVI | BELAGAVI | BAILHONGAL | KITTUR | KITTUR
2926 | NARENDRA_220KV | NARENDRA_220KV | 120445178K | KITTUR_110KV | BANK-2 | F11 | K | F11-DEMATTI | AGRICULTURE | BELAGAVI | BAILHONGAL | BELAGAVI | BELAGAVI | BAILHONGAL | KITTUR | KITTUR
2927 | NARENDRA_220KV | NARENDRA_220KV | 120445178L | KITTUR_110KV | BANK-2 | F10 | L | F10-HULIKATTI | AGRICULTURE | BELAGAVI | BAILHONGAL | BELAGAVI | BELAGAVI | BAILHONGAL | KITTUR | KITTUR
2928 | NARENDRA_220KV | NARENDRA_220KV | 120445178M | KITTUR_110KV | BANK-1 | F14 | M | F14-JAMALUR NJY | NJY | BELAGAVI | BAILHONGAL | BELAGAVI | BELAGAVI | BAILHONGAL | KITTUR | KITTUR
2929 | NARENDRA_220KV | NARENDRA_220KV | 120445178N | KITTUR_110KV | BANK-2 | F13 | N | F13-AMBADAGATTI | AGRICULTURE | BELAGAVI | BAILHONGAL | BELAGAVI | BELAGAVI | BAILHONGAL | KITTUR | KITTUR
2930 | NARENDRA_220KV | NARENDRA_220KV | 120445178O | KITTUR_110KV | BANK-3 | F15 | O | F15-HONNAPUR IP | AGRICULTURE | BELAGAVI | KITTUR | BELAGAVI | BELAGAVI | BAILHONGAL | KITTUR | KITTUR
2931 | NARENDRA_220KV | NARENDRA_220KV | 120445178P | KITTUR_110KV | BANK-3 | F16 | P | F16-MARIGERI IP | AGRICULTURE | BELAGAVI | KITTUR | BELAGAVI | BELAGAVI | BAILHONGAL | KITTUR | KITTUR
2932 | NARENDRA_220KV | NARENDRA_220KV | 120445178Q | KITTUR_110KV | BANK-3 | F20 | Q | F20-4BH | INDUSTRIAL | BELAGAVI | KITTUR | BELAGAVI | BELAGAVI | BAILHONGAL | KITTUR | KITTUR
2933 | NARENDRA_220KV | NARENDRA_220KV | 120445178R | KITTUR_110KV | BANK-3 | F21 | R | F21-A.K.PLY | INDUSTRIAL | BELAGAVI | KITTUR | BELAGAVI | BELAGAVI | BAILHONGAL | KITTUR | KITTUR
2938 | RANEBENNUR_220KV | HIREKERUR_110KV | 242236179A | KODA_33KV | BANK-1 | F01 | A | F01-KODA NJY | NJY | HAVERI | HIREKERUR | HUBBALLI | HAVERI | RANEBENNUR | HIREKERUR | KODA
2939 | RANEBENNUR_220KV | HIREKERUR_110KV | 242236179B | KODA_33KV | BANK-2 | F02 | B | F02-SHANKARANAHALLI | AGRICULTURE | HAVERI | HIREKERUR | HUBBALLI | HAVERI | RANEBENNUR | HIREKERUR | KODA
2940 | RANEBENNUR_220KV | HIREKERUR_110KV | 242236179C | KODA_33KV | BANK-1 | F03 | C | F03-WADEYARHALLI | AGRICULTURE | HAVERI | HIREKERUR | HUBBALLI | HAVERI | RANEBENNUR | HIREKERUR | KODA
2941 | RANEBENNUR_220KV | HIREKERUR_110KV | 242236179D | KODA_33KV | BANK-1 | F04 | D | F04-CHIKKAMATTUR | AGRICULTURE | HAVERI | HIREKERUR | HUBBALLI | HAVERI | RANEBENNUR | HIREKERUR | KODA
2942 | RANEBENNUR_220KV | HIREKERUR_110KV | 242236179E | KODA_33KV | BANK-2 | F05 | E | F05-ALADAGERI | AGRICULTURE | HAVERI | HIREKERUR | HUBBALLI | HAVERI | RANEBENNUR | HIREKERUR | KODA
2943 | RANEBENNUR_220KV | HIREKERUR_110KV | 242236179K | KODA_33KV | BANK-2 | F06 | K | F06-YALAVADAHALLI | AGRICULTURE | HAVERI | HIREKERUR | HUBBALLI | HAVERI | RANEBENNUR | HIREKERUR | KODA
2944 | RANEBENNUR_220KV | HIREKERUR_110KV | 242236179F | KODA_33KV | BANK-3 | F09 | F | F09-LINGADEVARAKOPPA | AGRICULTURE | HAVERI | RATTIHALLI | HUBBALLI | HAVERI | RANEBENNUR | RATTIHALLI | RATTIHALLI
2945 | RANEBENNUR_220KV | HIREKERUR_110KV | 242236179H | KODA_33KV | BANK-3 | F08 | H | F08-SUTTAKOTI NJY | NJY | HAVERI | HIREKERUR | HUBBALLI | HAVERI | RANEBENNUR | HIREKERUR | KODA
2946 | RANEBENNUR_220KV | HIREKERUR_110KV | 242236179J | KODA_33KV | BANK-3 | F10 | J | F10-CHIKKABUDIHALA | AGRICULTURE | HAVERI | HIREKERUR | HUBBALLI | HAVERI | RANEBENNUR | HIREKERUR | KODA
2947 | RANEBENNUR_220KV | HIREKERUR_110KV | 242236179G | KODA_33KV | BANK-2 | F12 | G | F12-HIREBUDIHALA NJY | NJY | HAVERI | HIREKERUR | HUBBALLI | HAVERI | RANEBENNUR | HIREKERUR | KODA
2949 | CHIKKODI_220KV | GALATAGA (BHOJ)_110KV | 130758429A | KOGANOLLI_110KV | BANK-1 | F01 | A | F01-TOL NAKA NJY | NJY | BELAGAVI | NIPPANI | BELAGAVI | CHIKKODI | CHIKKODI | NIPPANI | KOGANOLLI
2950 | CHIKKODI_220KV | GALATAGA (BHOJ)_110KV | 130758429B | KOGANOLLI_110KV | BANK-1 | F02 | B | F02-HADANAL NJY | NJY | BELAGAVI | NIPPANI | BELAGAVI | CHIKKODI | CHIKKODI | NIPPANI | KOGANOLLI
2951 | CHIKKODI_220KV | GALATAGA (BHOJ)_110KV | 130758429C | KOGANOLLI_110KV | BANK-1 | F03 | C | F03-APPACHIWADI IP | AGRICULTURE | BELAGAVI | NIPPANI | BELAGAVI | CHIKKODI | CHIKKODI | NIPPANI | KOGANOLLI
2952 | CHIKKODI_220KV | GALATAGA (BHOJ)_110KV | 130758429D | KOGANOLLI_110KV | BANK-1 | F04 | D | F04-SULGAON MATTIWAD IP | AGRICULTURE | BELAGAVI | NIPPANI | BELAGAVI | CHIKKODI | CHIKKODI | NIPPANI | KOGANOLLI
2953 | CHIKKODI_220KV | GALATAGA (BHOJ)_110KV | 130758429E | KOGANOLLI_110KV | BANK-1 | F05 | E | F05-NATH IP | AGRICULTURE | BELAGAVI | NIPPANI | BELAGAVI | CHIKKODI | CHIKKODI | NIPPANI | KOGANOLLI
2954 | CHIKKODI_220KV | GALATAGA (BHOJ)_110KV | 130758429F | KOGANOLLI_110KV | BANK-1 | F06 | F | F06-KOGANOLI RIVER BED | AGRICULTURE | BELAGAVI | NIPPANI | BELAGAVI | CHIKKODI | CHIKKODI | NIPPANI | KOGANOLLI
2955 | CHIKKODI_220KV | GALATAGA (BHOJ)_110KV | 130758429G | KOGANOLLI_110KV | BANK-2 | F07 | G | F07-HANABARWADI IP | AGRICULTURE | BELAGAVI | NIPPANI | BELAGAVI | CHIKKODI | CHIKKODI | NIPPANI | KOGANOLLI
2956 | CHIKKODI_220KV | GALATAGA (BHOJ)_110KV | 130758429I | KOGANOLLI_110KV | BANK-2 | F09 | I | F09-KOGANOLI NJY | NJY | BELAGAVI | NIPPANI | BELAGAVI | CHIKKODI | CHIKKODI | NIPPANI | KOGANOLLI
2957 | CHIKKODI_220KV | GALATAGA (BHOJ)_110KV | 130758429J | KOGANOLLI_110KV | BANK-2 | F10 | J | F10-VEDAGANGA IP | AGRICULTURE | BELAGAVI | NIPPANI | BELAGAVI | CHIKKODI | CHIKKODI | NIPPANI | KOGANOLLI
2958 | CHIKKODI_220KV | GALATAGA (BHOJ)_110KV | 130758429K | KOGANOLLI_110KV | BANK-2 | F11 | K | F11-BHIVASHI IP | AGRICULTURE | BELAGAVI | NIPPANI | BELAGAVI | CHIKKODI | CHIKKODI | NIPPANI | KOGANOLLI
2959 | CHIKKODI_220KV | GALATAGA (BHOJ)_110KV | 130758429L | KOGANOLLI_110KV | BANK-2 | F12 | L | F12-SOUNDALGA NJY | NJY | BELAGAVI | NIPPANI | BELAGAVI | CHIKKODI | CHIKKODI | NIPPANI | KOGANOLLI
2963 | MUGALKHOD (KABBUR)_220KV | HIDAKAL_110KV | 130103181D | KOLIGUDDA_33KV | BANK-1 | F04 | D | F04-SHEGUNSHI | AGRICULTURE | BELAGAVI | ATHANI | BELAGAVI | CHIKKODI | ATHANI | ATHANI | DARUR
2964 | MUGALKHOD (KABBUR)_220KV | HIDAKAL_110KV | 130103181F | KOLIGUDDA_33KV | BANK-1 | F01 | F | F01-YALLALING MATH | AGRICULTURE | BELAGAVI | ATHANI | BELAGAVI | CHIKKODI | RAIBAG | HARUGERI | HARUGERI-2
2965 | MUGALKHOD (KABBUR)_220KV | HIDAKAL_110KV | 130103181G | KOLIGUDDA_33KV | BANK-1 | F02 | G | F02-HARUGERI CROSS | AGRICULTURE | BELAGAVI | ATHANI | BELAGAVI | CHIKKODI | RAIBAG | HARUGERI | HARUGERI-1
2966 | MUGALKHOD (KABBUR)_220KV | HIDAKAL_110KV | 130103181K | KOLIGUDDA_33KV | BANK-1 | F03 | K | F03-KUDANAHALLA | AGRICULTURE | BELAGAVI | ATHANI | BELAGAVI | CHIKKODI | ATHANI | ATHANI | DARUR
2967 | MUGALKHOD (KABBUR)_220KV | HIDAKAL_110KV | 130103181H | KOLIGUDDA_33KV | BANK-2 | F05 | H | F05-KOLIGUDDA | AGRICULTURE | BELAGAVI | ATHANI | BELAGAVI | CHIKKODI | RAIBAG | HARUGERI | HARUGERI-1
2968 | MUGALKHOD (KABBUR)_220KV | HIDAKAL_110KV | 132034181A | KOLIGUDDA_33KV | BANK-2 | F06 | A | F06-YABARATTI | AGRICULTURE | BELAGAVI | RAIBAG | BELAGAVI | CHIKKODI | RAIBAG | HARUGERI | HARUGERI-2
2969 | MUGALKHOD (KABBUR)_220KV | HIDAKAL_110KV | 132034181B | KOLIGUDDA_33KV | BANK-2 | F07 | B | F07-KAVATAKOPPA | AGRICULTURE | BELAGAVI | RAIBAG | BELAGAVI | CHIKKODI | ATHANI | ATHANI | DARUR
2970 | MUGALKHOD (KABBUR)_220KV | HIDAKAL_110KV | 132034181C | KOLIGUDDA_33KV | BANK-3 | F09 | C | F09-SHANKRATTI | AGRICULTURE | BELAGAVI | RAIBAG | BELAGAVI | CHIKKODI | ATHANI | ATHANI | DARUR
2971 | MUGALKHOD (KABBUR)_220KV | HIDAKAL_110KV | 132034181J | KOLIGUDDA_33KV | BANK-3 | F08 | J | F08-HANUMAN TEMPLE | AGRICULTURE | BELAGAVI | ATHANI | BELAGAVI | CHIKKODI | ATHANI | ATHANI | DARUR
2972 | MUGALKHOD (KABBUR)_220KV | HIDAKAL_110KV | 132034181E | KOLIGUDDA_33KV | BANK-3 | F10 | E | F10-KOLIGUDDA NJY | NJY | BELAGAVI | RAIBAG | BELAGAVI | CHIKKODI | ATHANI | ATHANI | DARUR
2974 | B.BAGEWADI_220KV | MUDDEBIHAL_110KV | 180251462A | KOLUR_110KV | BANK-1 | F03 | A | F03-VIJAYANAGAR NJY | NJY | VIJAYAPUR | MUDDEBIHAL | BELAGAVI | VIJAYAPUR | B.BAGEWADI | MUDDEBIHAL | MUDDEBIHAL URBAN
2975 | B.BAGEWADI_220KV | MUDDEBIHAL_110KV | 180251462D | KOLUR_110KV | BANK-1 | F04 | D | F04-HALLAD THANDA | AGRICULTURE | VIJAYAPUR | MUDDEBIHAL | BELAGAVI | VIJAYAPUR | B.BAGEWADI | MUDDEBIHAL | MUDDEBIHAL URBAN
2976 | B.BAGEWADI_220KV | MUDDEBIHAL_110KV | 180251462B | KOLUR_110KV | BANK-1 | F05 | B | F05-KOLUR IP | AGRICULTURE | VIJAYAPUR | MUDDEBIHAL | BELAGAVI | VIJAYAPUR | B.BAGEWADI | MUDDEBIHAL | MUDDEBIHAL
2977 | B.BAGEWADI_220KV | MUDDEBIHAL_110KV | 180251462G | KOLUR_110KV | BANK-2 | F07 | G | F07-SHIROL IP | AGRICULTURE | VIJAYAPUR | MUDDEBIHAL | BELAGAVI | VIJAYAPUR | B.BAGEWADI | MUDDEBIHAL | MUDDEBIHAL URBAN
2978 | B.BAGEWADI_220KV | MUDDEBIHAL_110KV | 180251462C | KOLUR_110KV | BANK-2 | F01 | C | F01-GANGUR | AGRICULTURE | VIJAYAPUR | MUDDEBIHAL | BELAGAVI | VIJAYAPUR | B.BAGEWADI | MUDDEBIHAL | TANGADAGI
2979 | B.BAGEWADI_220KV | MUDDEBIHAL_110KV | 180251462E | KOLUR_110KV | BANK-2 | F02 | E | F02-BANOSHI | AGRICULTURE | VIJAYAPUR | MUDDEBIHAL | BELAGAVI | VIJAYAPUR | B.BAGEWADI | MUDDEBIHAL | TANGADAGI
2980 | B.BAGEWADI_220KV | MUDDEBIHAL_110KV | 180251462H | KOLUR_110KV | BANK-2 | F08 | H | F08-YARAGAL IP | AGRICULTURE | VIJAYAPUR | MUDDEBIHAL | BELAGAVI | VIJAYAPUR | B.BAGEWADI | MUDDEBIHAL | TANGADAGI
2981 | B.BAGEWADI_220KV | MUDDEBIHAL_110KV | 180251462I | KOLUR_110KV | BANK-2 | F09 | I | F09-KESHAPUR IP | AGRICULTURE | VIJAYAPUR | MUDDEBIHAL | BELAGAVI | VIJAYAPUR | B.BAGEWADI | MUDDEBIHAL | TANGADAGI
2982 | B.BAGEWADI_220KV | MUDDEBIHAL_110KV | 180251462J | KOLUR_110KV | BANK-2 | F10 | J | F10-ALUR IP | AGRICULTURE | VIJAYAPUR | MUDDEBIHAL | BELAGAVI | VIJAYAPUR | B.BAGEWADI | MUDDEBIHAL | TANGADAGI
2983 | B.BAGEWADI_220KV | MUDDEBIHAL_110KV | 180251462K | KOLUR_110KV | BANK-2 | F11 | K | F11-HUNAKUNTI IP | AGRICULTURE | VIJAYAPUR | MUDDEBIHAL | BELAGAVI | VIJAYAPUR | B.BAGEWADI | MUDDEBIHAL | TANGADAGI
2984 | B.BAGEWADI_220KV | MUDDEBIHAL_110KV | 180251462L | KOLUR_110KV | BANK-2 | F12 | L | F12-GARASANGI IP | AGRICULTURE | VIJAYAPUR | MUDDEBIHAL | BELAGAVI | VIJAYAPUR | B.BAGEWADI | MUDDEBIHAL | TANGADAGI
2985 | KARWAR_220KV | KARWAR(SHEJWAD)_110KV | 271843182A | KONE_33KV | BANK-2 | F08 | A | F08-HABBUWADA | URBAN DHQ | UTTAR KANNADA | KARWAR | HUBBALLI | SIRSI | KARWAR | KARWAR | S.O.2
2986 | KARWAR_220KV | KARWAR(SHEJWAD)_110KV | 271843182B | KONE_33KV | BANK-1 | F02 | B | F02-NH17 | URBAN DHQ | UTTAR KANNADA | KARWAR | HUBBALLI | SIRSI | KARWAR | KARWAR | S.O.1
2988 | KARWAR_220KV | KARWAR(SHEJWAD)_110KV | 271843182D | KONE_33KV | BANK-1 | F04 | D | F04-BAITHKOL | URBAN DHQ | UTTAR KANNADA | KARWAR | HUBBALLI | SIRSI | KARWAR | KARWAR | S.O.2
2989 | KARWAR_220KV | KARWAR(SHEJWAD)_110KV | 271843182E | KONE_33KV | BANK-2 | F07 | E | F07-KARWAR TOWN | URBAN DHQ | UTTAR KANNADA | KARWAR | HUBBALLI | SIRSI | KARWAR | KARWAR | S.O.1
2990 | KARWAR_220KV | KARWAR(SHEJWAD)_110KV | 271843182F | KONE_33KV | BANK-1 | F01 | F | F01-AMADALLI | RURAL | UTTAR KANNADA | KARWAR | HUBBALLI | SIRSI | KARWAR | KARWAR | S.O.3 RURAL
2991 | KARWAR_220KV | KARWAR(SHEJWAD)_110KV | 271843182G | KONE_33KV | BANK-2 | F06 | G | F06-BINGA | URBAN DHQ | UTTAR KANNADA | KARWAR | HUBBALLI | SIRSI | KARWAR | KARWAR | S.O.3 RURAL
2992 | KARWAR_220KV | KARWAR(SHEJWAD)_110KV | 271843182H | KONE_33KV | BANK-2 | F05 | H | F05-KODIBAG | URBAN DHQ | UTTAR KANNADA | KARWAR | HUBBALLI | SIRSI | KARWAR | KARWAR | S.O.1
2993 | BIDNAL_220KV | BIDNAL_220KV | 252655183A | KONNUR_110KV | BANK-1 | F01 | A | F01-KONNUR | AGRICULTURE | GADAG | NARGUND | HUBBALLI | GADAG | RON | NARGUND | KONNUR
2994 | BIDNAL_220KV | BIDNAL_220KV | 252655183B | KONNUR_110KV | BANK-1 | F02 | B | F02-HADALI NJY | NJY | GADAG | NARGUND | HUBBALLI | GADAG | RON | NARGUND | KONNUR
2995 | BIDNAL_220KV | BIDNAL_220KV | 252655183C | KONNUR_110KV | BANK-1 | F03 | C | F03-SHIROL | AGRICULTURE | GADAG | NARGUND | HUBBALLI | GADAG | RON | NARGUND | KONNUR
2997 | BIDNAL_220KV | BIDNAL_220KV | 252655183E | KONNUR_110KV | BANK-1 | F05 | E | F05-SANKADAL NJY | NJY | GADAG | NARGUND | HUBBALLI | GADAG | RON | NARGUND | NARGUND
3003 | BIDNAL_220KV | BIDNAL_220KV | 110331183I | KONNUR_110KV | BANK-2 | F09 | I | F09-BELUR | AGRICULTURE | BAGALKOT | BADAMI | BELAGAVI | BAGALKOT | BAGALKOT | BADAMI | KULAGERI X
3004 | BIDNAL_220KV | BIDNAL_220KV | 252655183J | KONNUR_110KV | BANK-3 | F15 | J | F15-VASAN LIS | LIFT IRRIGATION | GADAG | NARGUND | HUBBALLI | GADAG | RON | NARGUND | KONNUR
3005 | BIDNAL_220KV | BIDNAL_220KV | 110331183F | KONNUR_110KV | BANK-1 | F06 | F | F06-GOVANAKOPPA | AGRICULTURE | BAGALKOT | BADAMI | BELAGAVI | BAGALKOT | BAGALKOT | BADAMI | BELUR
3006 | BIDNAL_220KV | BIDNAL_220KV | 122161183K | KONNUR_110KV | BANK-3 | F14 | K | F14-SANGAL | AGRICULTURE | BELAGAVI | RAMDURG | BELAGAVI | BELAGAVI | RAMDURG | RAMDURG | RAMDURG
3008 | AHERI_220KV | DEVARHIPPRAGI_110KV | 181627184A | KORWAR_33KV | BANK-1 | F01 | A | F01-KOKATANUR IP | AGRICULTURE | VIJAYAPUR | SINDAGI | BELAGAVI | VIJAYAPUR | INDI | DEVAR HIPPARAGI | KORAWAR
3009 | AHERI_220KV | DEVARHIPPRAGI_110KV | 181627184B | KORWAR_33KV | BANK-1 | F02 | B | F02-PURDAL HANDIGNUR NJY | NJY | VIJAYAPUR | SINDAGI | BELAGAVI | VIJAYAPUR | INDI | SINDAGI | GOLAGERI
3010 | AHERI_220KV | DEVARHIPPRAGI_110KV | 181627184C | KORWAR_33KV | BANK-1 | F03 | C | F03-JALAWAD IP | AGRICULTURE | VIJAYAPUR | SINDAGI | BELAGAVI | VIJAYAPUR | INDI | DEVAR HIPPARAGI | KORAWAR
3011 | AHERI_220KV | DEVARHIPPRAGI_110KV | 181627184D | KORWAR_33KV | BANK-2 | F04 | D | F04-HANDIGANUR IP +KORWAR IP | AGRICULTURE | VIJAYAPUR | SINDAGI | BELAGAVI | VIJAYAPUR | INDI | DEVAR HIPPARAGI | KORAWAR
3012 | AHERI_220KV | DEVARHIPPRAGI_110KV | 181627184E | KORWAR_33KV | BANK-2 | F05 | E | F05-KORAWAR NJY | NJY | VIJAYAPUR | SINDAGI | BELAGAVI | VIJAYAPUR | INDI | DEVAR HIPPARAGI | KORAWAR
3013 | AHERI_220KV | DEVARHIPPRAGI_110KV | 181675184F | KORWAR_33KV | BANK-3 | F12 | F | F12-PURDAL IP | AGRICULTURE | VIJAYAPUR | SINDAGI | BELAGAVI | VIJAYAPUR | INDI | SINDAGI | GOLAGERI
3014 | AHERI_220KV | DEVARHIPPRAGI_110KV | 181627184G | KORWAR_33KV | BANK-1 | F07 | G | F07-KOKATNUR JALAWAD NJY | NJY | VIJAYAPUR | SINDAGI | BELAGAVI | VIJAYAPUR | INDI | DEVAR HIPPARAGI | KORAWAR
3015 | AHERI_220KV | DEVARHIPPRAGI_110KV | 181675184H | KORWAR_33KV | BANK-3 | F08 | H | F08-PURDAL KERE | WATER SUPPLY | VIJAYAPUR | SINDAGI | BELAGAVI | VIJAYAPUR | INDI | SINDAGI | GOLAGERI
3016 | AHERI_220KV | DEVARHIPPRAGI_110KV | 181627184I | KORWAR_33KV | BANK-2 | F06 | I | F06-KORAWAR IP | AGRICULTURE | VIJAYAPUR | DEVAR HIPPARAGI | BELAGAVI | VIJAYAPUR | INDI | DEVAR HIPPARAGI | KORAWAR
3017 | AHERI_220KV | DEVARHIPPRAGI_110KV | 181627184J | KORWAR_33KV | BANK-3 | F09 | J | F09-KOKATANUR NJY | NJY | VIJAYAPUR | SINDAGI | BELAGAVI | VIJAYAPUR | INDI | DEVAR HIPPARAGI | KORAWAR
3021 | SAUNDATTI_220KV | YARAGATTI_110KV | 120471185A | KSHIVAPUR_33KV | BANK-1 | F01 | A | F01-BOLAKADABI IP | AGRICULTURE | BELAGAVI | SAUNDATTI | BELAGAVI | BELAGAVI | BAILHONGAL | SAUNDATTI | YARAGATTI
3022 | SAUNDATTI_220KV | YARAGATTI_110KV | 120471185B | KSHIVAPUR_33KV | BANK-1 | F01A | B | F01A-SHIVAPUR NJY | NJY | BELAGAVI | SAUNDATTI | BELAGAVI | BELAGAVI | BAILHONGAL | SAUNDATTI | YARAGATTI
3023 | SAUNDATTI_220KV | YARAGATTI_110KV | 120471185J | KSHIVAPUR_33KV | BANK-1 | F02 | J | F02-YARAZARAVI IP | AGRICULTURE | BELAGAVI | SAUNDATTI | BELAGAVI | BELAGAVI | BAILHONGAL | SAUNDATTI | YARAGATTI
3024 | SAUNDATTI_220KV | YARAGATTI_110KV | 120471185K | KSHIVAPUR_33KV | BANK-1 | F03 | K | F03-SHIVAPUR IP | AGRICULTURE | BELAGAVI | SAUNDATTI | BELAGAVI | BELAGAVI | BAILHONGAL | SAUNDATTI | YARAGATTI
3025 | SAUNDATTI_220KV | YARAGATTI_110KV | 120471185L | KSHIVAPUR_33KV | BANK-1 | F04 | L | F04-HANABAR KADABI IP | AGRICULTURE | BELAGAVI | SAUNDATTI | BELAGAVI | BELAGAVI | BAILHONGAL | SAUNDATTI | YARAGATTI
3026 | SAUNDATTI_220KV | YARAGATTI_110KV | 120471185C | KSHIVAPUR_33KV | BANK-1 | F11 | C | F11-AKKISAGAR IP | AGRICULTURE | BELAGAVI | SAUNDATTI | BELAGAVI | BELAGAVI | BAILHONGAL | SAUNDATTI | YARAGATTI
3027 | SAUNDATTI_220KV | YARAGATTI_110KV | 120471185D | KSHIVAPUR_33KV | BANK-2 | F05 | D | F05-KADABI IP | AGRICULTURE | BELAGAVI | SAUNDATTI | BELAGAVI | BELAGAVI | BAILHONGAL | SAUNDATTI | YARAGATTI
3028 | SAUNDATTI_220KV | YARAGATTI_110KV | 120471185E | KSHIVAPUR_33KV | BANK-2 | F07 | E | F07-GORAGUDDI IP | AGRICULTURE | BELAGAVI | SAUNDATTI | BELAGAVI | BELAGAVI | BAILHONGAL | SAUNDATTI | YARAGATTI
3029 | SAUNDATTI_220KV | YARAGATTI_110KV | 120471185F | KSHIVAPUR_33KV | BANK-2 | F08 | F | F08-GORAGUDDI CHECK DAM IP | AGRICULTURE | BELAGAVI | SAUNDATTI | BELAGAVI | BELAGAVI | BAILHONGAL | SAUNDATTI | YARAGATTI
3030 | SAUNDATTI_220KV | YARAGATTI_110KV | 120471185G | KSHIVAPUR_33KV | BANK-2 | F09 | G | F09-KOTUR IP | AGRICULTURE | BELAGAVI | SAUNDATTI | BELAGAVI | BELAGAVI | BAILHONGAL | SAUNDATTI | YARAGATTI
3031 | SAUNDATTI_220KV | YARAGATTI_110KV | 120471185I | KSHIVAPUR_33KV | BANK-2 | F10 | I | F10-KOTUR NJY | NJY | BELAGAVI | SAUNDATTI | BELAGAVI | BELAGAVI | BAILHONGAL | SAUNDATTI | YARAGATTI
3032 | SAUNDATTI_220KV | YARAGATTI_110KV | 120471185H | KSHIVAPUR_33KV | BANK-2 | F06 | H | F06-PARAKI SCHOOL IP | AGRICULTURE | BELAGAVI | SAUNDATTI | BELAGAVI | BELAGAVI | BAILHONGAL | SAUNDATTI | YARAGATTI
3035 | NARENDRA_220KV | NARENDRA_220KV | 250866186A | KUD_110KV | BANK-1 | F01 | A | F01-HULIKATTI NJY | NJY | DHARWAD | DHARWAD | HUBBALLI | HUBBALLI | DHARWAD RURAL | DHARWAD RSD | SO-2
3036 | NARENDRA_220KV | NARENDRA_220KV | 250866186B | KUD_110KV | BANK-1 | F02 | B | F02-MUGAD | AGRICULTURE | DHARWAD | DHARWAD | HUBBALLI | HUBBALLI | DHARWAD RURAL | DHARWAD RSD | SO-1
3037 | NARENDRA_220KV | NARENDRA_220KV | 250866186J | KUD_110KV | BANK-2 | F11 | J | F11-RAMAPURA NJY | NJY | DHARWAD | DHARWAD | HUBBALLI | HUBBALLI | DHARWAD RURAL | DHARWAD RSD | SO-1
3038 | NARENDRA_220KV | NARENDRA_220KV | 250914186C | KUD_110KV | BANK-1 | F03 | C | F03-JAYANAGAR | URBAN DHQ | DHARWAD | DHARWAD | HUBBALLI | HUBBALLI | DHARWAD URBAN | DHARWAD CSD-1 | SO1 SAPTHAPUR
3039 | NARENDRA_220KV | NARENDRA_220KV | 250914186D | KUD_110KV | BANK-1 | F04 | D | F04-PAVATE NAGAR | URBAN DHQ | DHARWAD | DHARWAD | HUBBALLI | HUBBALLI | DHARWAD URBAN | DHARWAD CSD-1 | SO1 SAPTHAPUR
3040 | NARENDRA_220KV | NARENDRA_220KV | 250915186F | KUD_110KV | BANK-2 | F06 | F | F06-SADANKERI | URBAN DHQ | DHARWAD | DHARWAD | HUBBALLI | HUBBALLI | DHARWAD URBAN | DHARWAD CSD-2 | SO4 SAIDAPURA
3041 | NARENDRA_220KV | NARENDRA_220KV | 250914186G | KUD_110KV | BANK-2 | F07 | G | F07-NAVOUDAYA | URBAN DHQ | DHARWAD | DHARWAD | HUBBALLI | HUBBALLI | DHARWAD URBAN | DHARWAD CSD-1 | SO1 SAPTHAPUR
3042 | NARENDRA_220KV | NARENDRA_220KV | 250914186H | KUD_110KV | BANK-2 | F08 | H | F08-BASAVESHWAR | URBAN DHQ | DHARWAD | DHARWAD | HUBBALLI | HUBBALLI | DHARWAD URBAN | DHARWAD CSD-1 | SO1 SAPTHAPUR
3043 | NARENDRA_220KV | NARENDRA_220KV | 250914186I | KUD_110KV | BANK-2 | F09 | I | F09-KCD | URBAN DHQ | DHARWAD | DHARWAD | HUBBALLI | HUBBALLI | DHARWAD URBAN | DHARWAD CSD-1 | SO1 SAPTHAPUR
3044 | NARENDRA_220KV | NARENDRA_220KV | 250866186K | KUD_110KV | BANK-2 | F10 | K | F10-YARIKOPPA NJY | NJY | DHARWAD | DHARWAD | HUBBALLI | HUBBALLI | DHARWAD RURAL | DHARWAD RSD | SO-2
3045 | NARENDRA_220KV | NARENDRA_220KV | 250914186L | KUD_110KV | BANK-2 | F12 | L | F12-KIADB (SC ST) EXPRESS | URBAN DHQ | DHARWAD | DHARWAD | HUBBALLI | HUBBALLI | DHARWAD URBAN | DHARWAD CSD-1 | SO1 SAPTHAPUR
3047 | KUDACHI_220KV | KUDACHI_220KV | 132060187D | KUDACHI_110KV | BANK-1 | F01 | D | F01-GUNDAWAD | AGRICULTURE | BELAGAVI | RAIBAG | BELAGAVI | CHIKKODI | RAIBAG | KUDACHI | KUDACHI
3048 | KUDACHI_220KV | KUDACHI_220KV | 132060187A | KUDACHI_110KV | BANK-1 | F02 | A | F02-KUDACHI TOWN | URBAN NDHQ | BELAGAVI | RAIBAG | BELAGAVI | CHIKKODI | RAIBAG | KUDACHI | KUDACHI
3049 | KUDACHI_220KV | KUDACHI_220KV | 132060187K | KUDACHI_110KV | BANK-2 | F04 | K | F04-KAVVE TOTA | AGRICULTURE | BELAGAVI | RAIBAG | BELAGAVI | CHIKKODI | RAIBAG | KUDACHI | KUDACHI
3050 | KUDACHI_220KV | KUDACHI_220KV | 132060187E | KUDACHI_110KV | BANK-1 | F05 | E | F05-DHARAN RIVER BED | AGRICULTURE | BELAGAVI | RAIBAG | BELAGAVI | CHIKKODI | RAIBAG | KUDACHI | KUDACHI
3052 | KUDACHI_220KV | KUDACHI_220KV | 132060187G | KUDACHI_110KV | BANK-2 | F07 | G | F07-SHIDLABHAVI-1 | AGRICULTURE | BELAGAVI | RAIBAG | BELAGAVI | CHIKKODI | RAIBAG | KUDACHI | KUDACHI
3053 | KUDACHI_220KV | KUDACHI_220KV | 132060187B | KUDACHI_110KV | BANK-1 | F08 | B | F08-KUDACHI WS | WATER SUPPLY | BELAGAVI | RAIBAG | BELAGAVI | CHIKKODI | RAIBAG | KUDACHI | KUDACHI
3054 | KUDACHI_220KV | KUDACHI_220KV | 132060187L | KUDACHI_110KV | BANK-2 | F09 | L | F09-LANGAR TOTA | AGRICULTURE | BELAGAVI | RAIBAG | BELAGAVI | CHIKKODI | RAIBAG | KUDACHI | KUDACHI
3055 | KUDACHI_220KV | KUDACHI_220KV | 132060187J | KUDACHI_110KV | BANK-2 | F10 | J | F10-SHIDLABHAVI-2 | AGRICULTURE | BELAGAVI | RAIBAG | BELAGAVI | CHIKKODI | RAIBAG | KUDACHI | KUDACHI
3056 | KUDACHI_220KV | KUDACHI_220KV | 132060187M | KUDACHI_110KV | BANK-2 | F11 | M | F11-GRAMEEN NJY | NJY | BELAGAVI | RAIBAG | BELAGAVI | CHIKKODI | RAIBAG | KUDACHI | KUDACHI
3060 | KUDACHI_220KV | KUDACHI_220KV | 132060188A | KUDACHI_220KV | BANK-1 | F01 | A | F01-SHIRGUR | AGRICULTURE | BELAGAVI | RAIBAG | BELAGAVI | CHIKKODI | RAIBAG | KUDACHI | KUDACHI
3061 | KUDACHI_220KV | KUDACHI_220KV | 132060188B | KUDACHI_220KV | BANK-1 | F02 | B | F02-PARAMANADAWADI | AGRICULTURE | BELAGAVI | RAIBAG | BELAGAVI | CHIKKODI | RAIBAG | KUDACHI | YALPARATTI
3062 | KUDACHI_220KV | KUDACHI_220KV | 132060188C | KUDACHI_220KV | BANK-1 | F03 | C | F03-LAXMIGUDI | AGRICULTURE | BELAGAVI | RAIBAG | BELAGAVI | CHIKKODI | RAIBAG | KUDACHI | KUDACHI
3063 | KUDACHI_220KV | KUDACHI_220KV | 132060188D | KUDACHI_220KV | BANK-1 | F04 | D | F04-GUNDWAD NJY | NJY | BELAGAVI | RAIBAG | BELAGAVI | CHIKKODI | RAIBAG | KUDACHI | KUDACHI
3065 | KUDACHI_220KV | KUDACHI_220KV | 132034188E | KUDACHI_220KV | BANK-1 | F07 | E | F07-MORAB-A | AGRICULTURE | BELAGAVI | RAIBAG | BELAGAVI | CHIKKODI | RAIBAG | KUDACHI | YALPARATTI
3066 | KUDACHI_220KV | KUDACHI_220KV | 132081188I | KUDACHI_220KV | BANK-3 | F09 | I | F09-GHATE TOTA | AGRICULTURE | BELAGAVI | RAIBAG | BELAGAVI | CHIKKODI | RAIBAG | KUDACHI | KUDACHI
3067 | KUDACHI_220KV | KUDACHI_220KV | 132081188J | KUDACHI_220KV | BANK-3 | F05 | J | F05-MUJAWAR DAIRY NJY | NJY | BELAGAVI | RAIBAG | BELAGAVI | CHIKKODI | RAIBAG | KUDACHI | KUDACHI
3068 | KUDACHI_220KV | KUDACHI_220KV | 132081188K | KUDACHI_220KV | BANK-3 | F11 | K | F11-LAGAMAVVA TEMPLE | AGRICULTURE | BELAGAVI | RAIBAG | BELAGAVI | CHIKKODI | RAIBAG | KUDACHI | KUDACHI
3069 | KUDACHI_220KV | KUDACHI_220KV | 132081188L | KUDACHI_220KV | BANK-3 | F10 | L | F10-CHINCHALI STATION | AGRICULTURE | BELAGAVI | RAIBAG | BELAGAVI | CHIKKODI | RAIBAG | KUDACHI | CHINCHALI
3075 | KUSHTAGI_220KV | ILKAL_110KV | 110339189A | KUDALSANGAM_110KV | BANK-2 | F09 | A | F09-GANJIHAL | AGRICULTURE | BAGALKOT | HUNGUND | BELAGAVI | BAGALKOT | BAGALKOT | HUNAGUND | KUDALSANGAM
3076 | KUSHTAGI_220KV | ILKAL_110KV | 110382189I | KUDALSANGAM_110KV | BANK-1 | F02 | I | F02-KENGAL | AGRICULTURE | BAGALKOT | HUNGUND | BELAGAVI | BAGALKOT | BAGALKOT | HUNAGUND | KUDALSANGAM
3077 | KUSHTAGI_220KV | ILKAL_110KV | 110339189C | KUDALSANGAM_110KV | BANK-1 | F03 | C | F03-GANJIHAL NJY | NJY | BAGALKOT | HUNGUND | BELAGAVI | BAGALKOT | BAGALKOT | HUNAGUND | KUDALSANGAM
3078 | KUSHTAGI_220KV | ILKAL_110KV | 110339189D | KUDALSANGAM_110KV | BANK-1 | F04 | D | F04-KATAGUR IP | AGRICULTURE | BAGALKOT | HUNGUND | BELAGAVI | BAGALKOT | BAGALKOT | HUNAGUND | KUDALSANGAM
3079 | KUSHTAGI_220KV | ILKAL_110KV | 110365189H | KUDALSANGAM_110KV | BANK-1 | F05 | H | F05-BOMMANAGI | AGRICULTURE | BAGALKOT | BAGALKOT | BELAGAVI | BAGALKOT | BAGALKOT | BAGALKOT RSD | RAMPUR
3080 | KUSHTAGI_220KV | ILKAL_110KV | 110339189E | KUDALSANGAM_110KV | BANK-1 | F08 | E | F08-TURADAGI NJY | NJY | BAGALKOT | HUNGUND | BELAGAVI | BAGALKOT | BAGALKOT | HUNAGUND | KUDALSANGAM
3081 | KUSHTAGI_220KV | ILKAL_110KV | 110382189J | KUDALSANGAM_110KV | BANK-2 | F11 | J | F11-VARAGODADINNI IP | AGRICULTURE | BAGALKOT | HUNGUND | BELAGAVI | BAGALKOT | BAGALKOT | HUNAGUND | KUDALSANGAM
3082 | KUSHTAGI_220KV | ILKAL_110KV | 110365189F | KUDALSANGAM_110KV | BANK-1 | F06 | F | F06-MYAGERI IP | AGRICULTURE | BAGALKOT | BAGALKOT | BELAGAVI | BAGALKOT | BAGALKOT | BAGALKOT RSD | RAMPUR
3083 | KUSHTAGI_220KV | ILKAL_110KV | 110365189G | KUDALSANGAM_110KV | BANK-1 | F07 | G | F07-DOMANAL | AGRICULTURE | BAGALKOT | BAGALKOT | BELAGAVI | BAGALKOT | BAGALKOT | BAGALKOT RSD | RAMPUR
3084 | KUSHTAGI_220KV | ILKAL_110KV | 110382189L | KUDALSANGAM_110KV | BANK-2 | F12 | L | F12-BISALADINNI RIVER BED | AGRICULTURE | BAGALKOT | HUNGUND | BELAGAVI | BAGALKOT | BAGALKOT | HUNAGUND | KUDALSANGAM
3085 | KUSHTAGI_220KV | ILKAL_110KV | 110382189M | KUDALSANGAM_110KV | BANK-2 | F10 | M | F10-MEDINAPUR | AGRICULTURE | BAGALKOT | HUNGUND | BELAGAVI | BAGALKOT | BAGALKOT | HUNAGUND | KUDALSANGAM
3086 | KUSHTAGI_220KV | ILKAL_110KV | 110382189N | KUDALSANGAM_110KV | BANK-1 | F01 | N | F01-KUDALSANGAM NJY | NJY | BAGALKOT | HUNGUND | BELAGAVI | BAGALKOT | BAGALKOT | HUNAGUND | KUDALSANGAM
3090 | BAGALKOT_220KV | BAGALKOT_220KV | 110331362A | KULAGERICROSS_110KV | BANK-1 | F01 | A | F01-MAMATGERI NJY | NJY | BAGALKOT | BADAMI | BELAGAVI | BAGALKOT | BAGALKOT | BADAMI | KULAGERI X
3091 | BAGALKOT_220KV | BAGALKOT_220KV | 110331362B | KULAGERICROSS_110KV | BANK-1 | F02 | B | F02-TAPPASAKATTI | AGRICULTURE | BAGALKOT | BADAMI | BELAGAVI | BAGALKOT | BAGALKOT | BADAMI | KULAGERI X
3092 | BAGALKOT_220KV | BAGALKOT_220KV | 110331362C | KULAGERICROSS_110KV | BANK-1 | F03 | C | F03-MAMATGERI | AGRICULTURE | BAGALKOT | BADAMI | BELAGAVI | BAGALKOT | BAGALKOT | BADAMI | KULAGERI X
3093 | BAGALKOT_220KV | BAGALKOT_220KV | 110331362D | KULAGERICROSS_110KV | BANK-1 | F04 | D | F04-KULGERI IP | AGRICULTURE | BAGALKOT | BADAMI | BELAGAVI | BAGALKOT | BAGALKOT | BADAMI | KULAGERI X
3094 | BAGALKOT_220KV | BAGALKOT_220KV | 110331362E | KULAGERICROSS_110KV | BANK-1 | F05 | E | F05-CHIMMANAKATTI | AGRICULTURE | BAGALKOT | BADAMI | BELAGAVI | BAGALKOT | BAGALKOT | BADAMI | KULAGERI X
3095 | BAGALKOT_220KV | BAGALKOT_220KV | 110331362F | KULAGERICROSS_110KV | BANK-1 | F06 | F | F06-KAKANUR | AGRICULTURE | BAGALKOT | BADAMI | BELAGAVI | BAGALKOT | BAGALKOT | BADAMI | KULAGERI X
3096 | BAGALKOT_220KV | BAGALKOT_220KV | 110331362G | KULAGERICROSS_110KV | BANK-2 | F07 | G | F07-BANKANERI | AGRICULTURE | BAGALKOT | BADAMI | BELAGAVI | BAGALKOT | BAGALKOT | BADAMI | KULAGERI X
3097 | BAGALKOT_220KV | BAGALKOT_220KV | 110331362H | KULAGERICROSS_110KV | BANK-2 | F08 | H | F08-BELAVALAKOPPA | AGRICULTURE | BAGALKOT | BADAMI | BELAGAVI | BAGALKOT | BAGALKOT | BADAMI | KULAGERI X
3098 | BAGALKOT_220KV | BAGALKOT_220KV | 110331362I | KULAGERICROSS_110KV | BANK-2 | F09 | I | F09-NEELGUND | AGRICULTURE | BAGALKOT | BADAMI | BELAGAVI | BAGALKOT | BAGALKOT | BADAMI | BADAMI
3099 | BAGALKOT_220KV | BAGALKOT_220KV | 110331362J | KULAGERICROSS_110KV | BANK-2 | F11 | J | F11-KULGERI NJY | NJY | BAGALKOT | BADAMI | BELAGAVI | BAGALKOT | BAGALKOT | BADAMI | KULAGERI X
3100 | BAGALKOT_220KV | BAGALKOT_220KV | 110331362K | KULAGERICROSS_110KV | BANK-2 | F12 | K | F12-NAVODAYA NJY | NJY | BAGALKOT | BADAMI | BELAGAVI | BAGALKOT | BAGALKOT | BADAMI | KULAGERI X
3101 | BAGALKOT_220KV | BAGALKOT_220KV | 110331362L | KULAGERICROSS_110KV | BANK-2 | F10 | L | F10-SUNKADAKATTI | AGRICULTURE | BAGALKOT | BADAMI | BELAGAVI | BAGALKOT | BAGALKOT | BADAMI | KULAGERI X
3105 | MUGALKHOD (KABBUR)_220KV | MUGALKHOD (KABBUR)_220KV | 121129192A | KULAGOD_110KV | BANK-1 | F01 | A | F01-BISANAKOPPA | AGRICULTURE | BELAGAVI | MUDALAGI | BELAGAVI | BELAGAVI | GHATAPRABHA | MUDALAGI | KULAGOD
3106 | MUGALKHOD (KABBUR)_220KV | MUGALKHOD (KABBUR)_220KV | 121129192B | KULAGOD_110KV | BANK-1 | F02 | B | F02-DAVALESHWAR | AGRICULTURE | BELAGAVI | MUDALAGI | BELAGAVI | BELAGAVI | GHATAPRABHA | MUDALAGI | KULAGOD
3107 | MUGALKHOD (KABBUR)_220KV | MUGALKHOD (KABBUR)_220KV | 121129192C | KULAGOD_110KV | BANK-1 | F03 | C | F03-KULAGOD | AGRICULTURE | BELAGAVI | MUDALAGI | BELAGAVI | BELAGAVI | GHATAPRABHA | MUDALAGI | KULAGOD
3108 | MUGALKHOD (KABBUR)_220KV | MUGALKHOD (KABBUR)_220KV | 121129192D | KULAGOD_110KV | BANK-2 | F05 | D | F05-OLD BETAGERI | AGRICULTURE | BELAGAVI | MUDALAGI | BELAGAVI | BELAGAVI | GHATAPRABHA | MUDALAGI | KULAGOD
3109 | MUGALKHOD (KABBUR)_220KV | MUGALKHOD (KABBUR)_220KV | 121129192E | KULAGOD_110KV | BANK-2 | F06 | E | F06-LAXMI TEMPLE | AGRICULTURE | BELAGAVI | MUDALAGI | BELAGAVI | BELAGAVI | GHATAPRABHA | MUDALAGI | KULAGOD
3110 | MUGALKHOD (KABBUR)_220KV | MUGALKHOD (KABBUR)_220KV | 121129192O | KULAGOD_110KV | BANK-2 | F07 | O | F07-MAGANI IP | AGRICULTURE | BELAGAVI | MUDALAGI | BELAGAVI | BELAGAVI | GHATAPRABHA | MUDALAGI | KULAGOD
3111 | MUGALKHOD (KABBUR)_220KV | MUGALKHOD (KABBUR)_220KV | 121129192F | KULAGOD_110KV | BANK-2 | F17 | F | F17-RADARATTI | AGRICULTURE | BELAGAVI | MUDALAGI | BELAGAVI | BELAGAVI | GHATAPRABHA | MUDALAGI | KULAGOD
3112 | MUGALKHOD (KABBUR)_220KV | MUGALKHOD (KABBUR)_220KV | 121129192G | KULAGOD_110KV | BANK-2 | F16 | G | F16-MANNIKERI | AGRICULTURE | BELAGAVI | MUDALAGI | BELAGAVI | BELAGAVI | GHATAPRABHA | MUDALAGI | KULAGOD
3113 | MUGALKHOD (KABBUR)_220KV | MUGALKHOD (KABBUR)_220KV | 121129192H | KULAGOD_110KV | BANK-1 | F04 | H | F04-VENKATAPUR | AGRICULTURE | BELAGAVI | MUDALAGI | BELAGAVI | BELAGAVI | GHATAPRABHA | MUDALAGI | KULAGOD
3114 | MUGALKHOD (KABBUR)_220KV | MUGALKHOD (KABBUR)_220KV | 121129192I | KULAGOD_110KV | BANK-2 | F09 | I | F09-BEESANAKOPPA NJY | NJY | BELAGAVI | MUDALAGI | BELAGAVI | BELAGAVI | GHATAPRABHA | MUDALAGI | KULAGOD
3115 | MUGALKHOD (KABBUR)_220KV | MUGALKHOD (KABBUR)_220KV | 121129192J | KULAGOD_110KV | BANK-3 | F15 | J | F15-KOUJALAGI | AGRICULTURE | BELAGAVI | MUDALAGI | BELAGAVI | BELAGAVI | GHATAPRABHA | MUDALAGI | KULAGOD
3116 | MUGALKHOD (KABBUR)_220KV | MUGALKHOD (KABBUR)_220KV | 121129192K | KULAGOD_110KV | BANK-3 | F11 | K | F11-BAIRANATTI OLD | AGRICULTURE | BELAGAVI | MUDALAGI | BELAGAVI | BELAGAVI | GHATAPRABHA | MUDALAGI | KULAGOD
3117 | MUGALKHOD (KABBUR)_220KV | MUGALKHOD (KABBUR)_220KV | 121129192L | KULAGOD_110KV | BANK-3 | F12 | L | F12-HONAKUPPI | AGRICULTURE | BELAGAVI | MUDALAGI | BELAGAVI | BELAGAVI | GHATAPRABHA | MUDALAGI | KULAGOD
3118 | MUGALKHOD (KABBUR)_220KV | MUGALKHOD (KABBUR)_220KV | 121129192N | KULAGOD_110KV | BANK-3 | F14 | N | F14-HOSATTI | AGRICULTURE | BELAGAVI | MUDALAGI | BELAGAVI | BELAGAVI | GHATAPRABHA | MUDALAGI | KULAGOD
3119 | MUGALKHOD (KABBUR)_220KV | MUGALKHOD (KABBUR)_220KV | 121129192M | KULAGOD_110KV | BANK-3 | F13 | M | F13-P.Y.HUNSHYAL | AGRICULTURE | BELAGAVI | MUDALAGI | BELAGAVI | BELAGAVI | GHATAPRABHA | MUDALAGI | KULAGOD
3120 | MUGALKHOD (KABBUR)_220KV | MUGALKHOD (KABBUR)_220KV | 121185192P | KULAGOD_110KV | BANK-4 | F18 | P | F18-KOUJALAGI NJY | NJY | BELAGAVI | MUDALAGI | BELAGAVI | BELAGAVI | GHATAPRABHA | MUDALAGI | KULAGOD
3121 | MUGALKHOD (KABBUR)_220KV | MUGALKHOD (KABBUR)_220KV | 121185192Q | KULAGOD_110KV | BANK-2 | F08 | Q | F08-HUNSHYAL NEW IP | AGRICULTURE | BELAGAVI | MUDALAGI | BELAGAVI | BELAGAVI | GHATAPRABHA | MUDALAGI | KULAGOD
3122 | MUGALKHOD (KABBUR)_220KV | MUGALKHOD (KABBUR)_220KV | 121185192R | KULAGOD_110KV | BANK-2 | F10 | R | F10-BAIRNATTI NEW | AGRICULTURE | BELAGAVI | MUDALAGI | BELAGAVI | BELAGAVI | GHATAPRABHA | MUDALAGI | KULAGOD
3123 | MUGALKHOD (KABBUR)_220KV | MUGALKHOD (KABBUR)_220KV | 121185192S | KULAGOD_110KV | BANK-4 | F19 | S | F19-MALEMMA TEMPLE | AGRICULTURE | BELAGAVI | MUDALAGI | BELAGAVI | BELAGAVI | GHATAPRABHA | MUDALAGI | KULAGOD
3129 | HAVERI_220KV | HAVERI_220KV | 241235467B | KULENUR_110KV | BANK-1 | F02 | B | F02-HOSUR | AGRICULTURE | HAVERI | HAVERI | HUBBALLI | HAVERI | HAVERI | HAVERI | RURAL-2
3130 | HAVERI_220KV | HAVERI_220KV | 241235467C | KULENUR_110KV | BANK-1 | F03 | C | F03-TIMMAPUR | AGRICULTURE | HAVERI | HAVERI | HUBBALLI | HAVERI | HAVERI | HAVERI | RURAL-2
3131 | HAVERI_220KV | HAVERI_220KV | 241235467D | KULENUR_110KV | BANK-1 | F04 | D | F04-BIDARGADDI NJY | NJY | HAVERI | HAVERI | HUBBALLI | HAVERI | HAVERI | HAVERI | RURAL-2
3132 | HAVERI_220KV | HAVERI_220KV | 241235467E | KULENUR_110KV | BANK-1 | F05 | E | F05-KULENUR | AGRICULTURE | HAVERI | HAVERI | HUBBALLI | HAVERI | HAVERI | HAVERI | RURAL-2
3133 | HAVERI_220KV | HAVERI_220KV | 241235467F | KULENUR_110KV | BANK-1 | F06 | F | F06-BENCHIHALLI | AGRICULTURE | HAVERI | HAVERI | HUBBALLI | HAVERI | HAVERI | HAVERI | RURAL-2
3135 | SIRSI_220KV | SIRSI_220KV | 272746193A | KUMTA_110KV | BANK-1 | F01 | A | F01-MUROOR | RURAL | UTTAR KANNADA | KUMTA | HUBBALLI | SIRSI | HONNAVAR | KUMTA | MARAKAL
3136 | SIRSI_220KV | SIRSI_220KV | 272746193B | KUMTA_110KV | BANK-1 | F02 | B | F02-VALAGALLI | RURAL | UTTAR KANNADA | KUMTA | HUBBALLI | SIRSI | HONNAVAR | KUMTA | RURAL1
3137 | SIRSI_220KV | SIRSI_220KV | 272746193C | KUMTA_110KV | BANK-1 | F03 | C | F03-INDUSTRIAL | URBAN NDHQ | UTTAR KANNADA | KUMTA | HUBBALLI | SIRSI | HONNAVAR | KUMTA | TOWN
3139 | SIRSI_220KV | SIRSI_220KV | 272746193E | KUMTA_110KV | BANK-1 | F05 | E | F05-HEGDE | RURAL | UTTAR KANNADA | KUMTA | HUBBALLI | SIRSI | HONNAVAR | KUMTA | RURAL2
3141 | SIRSI_220KV | SIRSI_220KV | 272746193G | KUMTA_110KV | BANK-1 | F07 | G | F07-MIRJAN | RURAL | UTTAR KANNADA | KUMTA | HUBBALLI | SIRSI | HONNAVAR | KUMTA | RURAL2
3142 | SIRSI_220KV | SIRSI_220KV | 272746193H | KUMTA_110KV | BANK-1 | F08 | H | F08-KATAGAL | RURAL | UTTAR KANNADA | KUMTA | HUBBALLI | SIRSI | HONNAVAR | KUMTA | RURAL1
3143 | SIRSI_220KV | SIRSI_220KV | 272746193I | KUMTA_110KV | BANK-2 | F09 | I | F09-CHITRAGI | URBAN NDHQ | UTTAR KANNADA | KUMTA | HUBBALLI | SIRSI | HONNAVAR | KUMTA | TOWN
3144 | SIRSI_220KV | SIRSI_220KV | 272746193J | KUMTA_110KV | BANK-2 | F10 | J | F10-KUMTA TOWN | URBAN NDHQ | UTTAR KANNADA | KUMTA | HUBBALLI | SIRSI | HONNAVAR | KUMTA | TOWN
3145 | SIRSI_220KV | SIRSI_220KV | 272746193K | KUMTA_110KV | BANK-2 | F11 | K | F11-BADA | RURAL | UTTAR KANNADA | KUMTA | HUBBALLI | SIRSI | HONNAVAR | KUMTA | RURAL2
3146 | SIRSI_220KV | SIRSI_220KV | 272746193L | KUMTA_110KV | BANK-2 | F13 | L | F13-MASUR | RURAL | UTTAR KANNADA | KUMTA | HUBBALLI | SIRSI | HONNAVAR | KUMTA | RURAL2
3147 | SIRSI_220KV | SIRSI_220KV | 272746193M | KUMTA_110KV | BANK-2 | F12 | M | F12-DHARESHWAR | RURAL | UTTAR KANNADA | KUMTA | HUBBALLI | SIRSI | HONNAVAR | KUMTA | RURAL1
3148 | SRS_HUBLI_220KV | SRS_HUBLI_220KV | 251347194A | KUNDGOL_33KV | BANK-2 | F01 | A | F01-KUNDGOL | URBAN NDHQ | DHARWAD | KUNDGOL | HUBBALLI | HUBBALLI | HUBBALLI RURAL | KUNDGOL | KUNDGOL
3149 | SRS_HUBLI_220KV | SRS_HUBLI_220KV | 251347194B | KUNDGOL_33KV | BANK-2 | F02 | B | F02-BASAPUR NJY | NJY | DHARWAD | KUNDGOL | HUBBALLI | HUBBALLI | HUBBALLI RURAL | KUNDGOL | KUNDGOL
3150 | SRS_HUBLI_220KV | SRS_HUBLI_220KV | 251347194C | KUNDGOL_33KV | BANK-1 | F03 | C | F03-MALAPRABHA | WATER SUPPLY | DHARWAD | KUNDGOL | HUBBALLI | HUBBALLI | HUBBALLI RURAL | KUNDGOL | KUNDGOL
3151 | SRS_HUBLI_220KV | SRS_HUBLI_220KV | 251347194D | KUNDGOL_33KV | BANK-1 | F04 | D | F04-YALIWAL NJY | NJY | DHARWAD | KUNDGOL | HUBBALLI | HUBBALLI | HUBBALLI RURAL | KUNDGOL | KUNDGOL
3153 | CHIKKODI_220KV | GALATAGA (BHOJ)_110KV | 130770195A | KUNNUR_33KV | BANK-1 | F01 | A | F01-SHIVAPURWADI NJY | NJY | BELAGAVI | CHIKKODI | BELAGAVI | CHIKKODI | CHIKKODI | SADALAGA | BHOJ
3154 | CHIKKODI_220KV | GALATAGA (BHOJ)_110KV | 130770195B | KUNNUR_33KV | BANK-1 | F02 | B | F02-SAINATH DAIRY | INDUSTRIAL | BELAGAVI | CHIKKODI | BELAGAVI | CHIKKODI | CHIKKODI | SADALAGA | BHOJ
3155 | CHIKKODI_220KV | GALATAGA (BHOJ)_110KV | 130770195C | KUNNUR_33KV | BANK-1 | F03 | C | F03-CHOUKIMADDI | AGRICULTURE | BELAGAVI | CHIKKODI | BELAGAVI | CHIKKODI | CHIKKODI | SADALAGA | BHOJ
3156 | CHIKKODI_220KV | GALATAGA (BHOJ)_110KV | 130770195D | KUNNUR_33KV | BANK-1 | F04 | D | F04-GAJABARWADI | AGRICULTURE | BELAGAVI | CHIKKODI | BELAGAVI | CHIKKODI | CHIKKODI | SADALAGA | BHOJ
3157 | CHIKKODI_220KV | GALATAGA (BHOJ)_110KV | 130770195F | KUNNUR_33KV | BANK-2 | F06 | F | F06-MANGUR RIVER BED | AGRICULTURE | BELAGAVI | CHIKKODI | BELAGAVI | CHIKKODI | CHIKKODI | SADALAGA | BHOJ
3158 | CHIKKODI_220KV | GALATAGA (BHOJ)_110KV | 130770195G | KUNNUR_33KV | BANK-2 | F07 | G | F07-KUNNUR NJY | NJY | BELAGAVI | CHIKKODI | BELAGAVI | CHIKKODI | CHIKKODI | SADALAGA | BHOJ
3159 | CHIKKODI_220KV | GALATAGA (BHOJ)_110KV | 130770195H | KUNNUR_33KV | BANK-2 | F08 | H | F08-KUNNUR RIVER BED | AGRICULTURE | BELAGAVI | CHIKKODI | BELAGAVI | CHIKKODI | CHIKKODI | SADALAGA | BHOJ
3160 | RANEBENNUR_220KV | TUMMINAKATTI_110KV | 242263196A | KUPPELUR_33KV | BANK-1 | F01 | A | F01-CHIKKAMAGANUR | AGRICULTURE | HAVERI | RANEBENNUR | HUBBALLI | HAVERI | RANEBENNUR | RANEBENNUR-2 | TUMMINAKATTI
3161 | RANEBENNUR_220KV | TUMMINAKATTI_110KV | 242263196B | KUPPELUR_33KV | BANK-1 | F02 | B | F02-NITTUR | AGRICULTURE | HAVERI | RANEBENNUR | HUBBALLI | HAVERI | RANEBENNUR | RANEBENNUR-2 | ITAGI
3162 | RANEBENNUR_220KV | TUMMINAKATTI_110KV | 242263196C | KUPPELUR_33KV | BANK-1 | F03 | C | F03-KOOLI NJY | NJY | HAVERI | RANEBENNUR | HUBBALLI | HAVERI | RANEBENNUR | RANEBENNUR-2 | TUMMINAKATTI
3163 | RANEBENNUR_220KV | TUMMINAKATTI_110KV | 242263196D | KUPPELUR_33KV | BANK-2 | F04 | D | F04-KUPPELUR NJY | NJY | HAVERI | RANEBENNUR | HUBBALLI | HAVERI | RANEBENNUR | RANEBENNUR-2 | TUMMINAKATTI
3164 | RANEBENNUR_220KV | TUMMINAKATTI_110KV | 242263196E | KUPPELUR_33KV | BANK-2 | F05 | E | F05-KOTIHAL | AGRICULTURE | HAVERI | RANEBENNUR | HUBBALLI | HAVERI | RANEBENNUR | RANEBENNUR-2 | TUMMINAKATTI
3165 | RANEBENNUR_220KV | TUMMINAKATTI_110KV | 242263196F | KUPPELUR_33KV | BANK-2 | F06 | F | F06-MALANAYAKANHALLI | AGRICULTURE | HAVERI | RANEBENNUR | HUBBALLI | HAVERI | RANEBENNUR | RANEBENNUR-2 | TUMMINAKATTI
3167 | BIDNAL_220KV | GOPANKOPPA_110KV | 251368197F | KUSUGALROAD_33KV | BANK-2 | F06 | F | F06-KUSUGAL NJY | NJY | DHARWAD | HUBBALLI | HUBBALLI | HUBBALLI | HUBBALLI RURAL | HUBBALLI RSD | BYAHATTI
3168 | BIDNAL_220KV | GOPANKOPPA_110KV | 251421197A | KUSUGALROAD_33KV | BANK-1 | F01 | A | F01-E4 SERIES | URBAN DHQ | DHARWAD | HUBBALLI | HUBBALLI | HUBBALLI | HUBBALLI URBAN | HUBBALLI CSD-1 | KESHWAPUR
3169 | BIDNAL_220KV | GOPANKOPPA_110KV | 251421197B | KUSUGALROAD_33KV | BANK-1 | F02 | B | F02-NEHARU NAGAR | URBAN DHQ | DHARWAD | HUBBALLI | HUBBALLI | HUBBALLI | HUBBALLI URBAN | HUBBALLI CSD-1 | KESHWAPUR
3170 | BIDNAL_220KV | GOPANKOPPA_110KV | 251421197C | KUSUGALROAD_33KV | BANK-1 | F03 | C | F03-PARASWADI | URBAN DHQ | DHARWAD | HUBBALLI | HUBBALLI | HUBBALLI | HUBBALLI URBAN | HUBBALLI CSD-1 | KESHWAPUR
3171 | BIDNAL_220KV | GOPANKOPPA_110KV | 251421197D | KUSUGALROAD_33KV | BANK-2 | F04 | D | F04-G SERIES | URBAN DHQ | DHARWAD | HUBBALLI | HUBBALLI | HUBBALLI | HUBBALLI URBAN | HUBBALLI CSD-1 | KESHWAPUR
3172 | BIDNAL_220KV | GOPANKOPPA_110KV | 251421197E | KUSUGALROAD_33KV | BANK-2 | F05 | E | F05-F SERIES | URBAN DHQ | DHARWAD | HUBBALLI | HUBBALLI | HUBBALLI | HUBBALLI URBAN | HUBBALLI CSD-1 | KESHWAPUR
3174 | INDI_220KV | INDI_220KV | 181640198A | LACHYAN_110KV | BANK-1 | F01 | A | F01-AGARKHED | AGRICULTURE | VIJAYAPUR | INDI | BELAGAVI | VIJAYAPUR | INDI | INDI | LACHYAN
3175 | INDI_220KV | INDI_220KV | 181640198P | LACHYAN_110KV | BANK-1 | F02 | P | F02-SHIRAGUR | AGRICULTURE | VIJAYAPUR | INDI | BELAGAVI | VIJAYAPUR | INDI | INDI | LACHYAN
3176 | INDI_220KV | INDI_220KV | 181640198B | LACHYAN_110KV | BANK-3 | F14 | B | F14-ALUR IP | AGRICULTURE | VIJAYAPUR | INDI | BELAGAVI | VIJAYAPUR | INDI | INDI | LACHYAN
3177 | INDI_220KV | INDI_220KV | 181640198C | LACHYAN_110KV | BANK-3 | F13 | C | F13-ALUR TANDA | AGRICULTURE | VIJAYAPUR | INDI | BELAGAVI | VIJAYAPUR | INDI | INDI | LACHYAN
3178 | INDI_220KV | INDI_220KV | 181640198D | LACHYAN_110KV | BANK-1 | F04 | D | F04-PADANUR NEW | AGRICULTURE | VIJAYAPUR | INDI | BELAGAVI | VIJAYAPUR | INDI | INDI | LACHYAN
3179 | INDI_220KV | INDI_220KV | 181640198E | LACHYAN_110KV | BANK-1 | F05 | E | F05-PADANUR OLD | AGRICULTURE | VIJAYAPUR | INDI | BELAGAVI | VIJAYAPUR | INDI | INDI | LACHYAN
3180 | INDI_220KV | INDI_220KV | 181640198R | LACHYAN_110KV | BANK-1 | F06 | R | F06-BARAGUDI | AGRICULTURE | VIJAYAPUR | INDI | BELAGAVI | VIJAYAPUR | INDI | INDI | LACHYAN
3181 | INDI_220KV | INDI_220KV | 181640198G | LACHYAN_110KV | BANK-1 | F03 | G | F03-AGARKHED 2 | AGRICULTURE | VIJAYAPUR | INDI | BELAGAVI | VIJAYAPUR | INDI | INDI | LACHYAN
3182 | INDI_220KV | INDI_220KV | 181640198U | LACHYAN_110KV | BANK-3 | F16 | U | F16-NEW INGALAGI | AGRICULTURE | VIJAYAPUR | INDI | BELAGAVI | VIJAYAPUR | INDI | INDI | LACHYAN
3183 | INDI_220KV | INDI_220KV | 181640198I | LACHYAN_110KV | BANK-3 | F09 | I | F09-LACHYAN IP | AGRICULTURE | VIJAYAPUR | INDI | BELAGAVI | VIJAYAPUR | INDI | INDI | LACHYAN
3184 | INDI_220KV | INDI_220KV | 181640198J | LACHYAN_110KV | BANK-3 | F10 | J | F10-BARAGUDI NJY | NJY | VIJAYAPUR | INDI | BELAGAVI | VIJAYAPUR | INDI | INDI | LACHYAN
3185 | INDI_220KV | INDI_220KV | 181640198K | LACHYAN_110KV | BANK-3 | F11 | K | F11-AHIRASANG | AGRICULTURE | VIJAYAPUR | INDI | BELAGAVI | VIJAYAPUR | INDI | INDI | LACHYAN
3186 | INDI_220KV | INDI_220KV | 181640198L | LACHYAN_110KV | BANK-3 | F15 | L | F15-MAVINALLI | AGRICULTURE | VIJAYAPUR | INDI | BELAGAVI | VIJAYAPUR | INDI | INDI | LACHYAN
3187 | INDI_220KV | INDI_220KV | 181640198Q | LACHYAN_110KV | BANK-3 | F17 | Q | F17-INGALAGI | AGRICULTURE | VIJAYAPUR | INDI | BELAGAVI | VIJAYAPUR | INDI | INDI | LACHYAN
3188 | INDI_220KV | INDI_220KV | 181640198T | LACHYAN_110KV | BANK-3 | F18 | T | F18-NEW AHIRASANG NJY | NJY | VIJAYAPUR | INDI | BELAGAVI | VIJAYAPUR | INDI | INDI | LACHYAN
3189 | INDI_220KV | INDI_220KV | 181640198M | LACHYAN_110KV | BANK-3 | F08 | M | F08-LACHYAN NJY | NJY | VIJAYAPUR | INDI | BELAGAVI | VIJAYAPUR | INDI | INDI | LACHYAN
3190 | INDI_220KV | INDI_220KV | 181640198N | LACHYAN_110KV | BANK-2 | F07 | N | F07-ALUR NJY | NJY | VIJAYAPUR | INDI | BELAGAVI | VIJAYAPUR | INDI | INDI | LACHYAN
3191 | INDI_220KV | INDI_220KV | 181640198O | LACHYAN_110KV | BANK-3 | F12 | O | F12-INDI ROAD | AGRICULTURE | VIJAYAPUR | INDI | BELAGAVI | VIJAYAPUR | INDI | INDI | LACHYAN
3195 | NARENDRA_220KV | NARENDRA_220KV | 250914199A | LAKKAMANAHALLI_110KV | BANK-1 | F01 | A | F01-UAS | URBAN DHQ | DHARWAD | DHARWAD | HUBBALLI | HUBBALLI | DHARWAD URBAN | DHARWAD CSD-1 | SO2 VIDYAGIRI
3197 | NARENDRA_220KV | NARENDRA_220KV | 250914199C | LAKKAMANAHALLI_110KV | BANK-1 | F03 | C | F03-VENKATESHWAR | URBAN DHQ | DHARWAD | DHARWAD | HUBBALLI | HUBBALLI | DHARWAD URBAN | DHARWAD CSD-1 | SO2 VIDYAGIRI
3198 | NARENDRA_220KV | NARENDRA_220KV | 250914199D | LAKKAMANAHALLI_110KV | BANK-1 | F04 | D | F04-SOMESHWAR | URBAN DHQ | DHARWAD | DHARWAD | HUBBALLI | HUBBALLI | DHARWAD URBAN | DHARWAD CSD-1 | SO2 VIDYAGIRI
3199 | NARENDRA_220KV | NARENDRA_220KV | 250914199E | LAKKAMANAHALLI_110KV | BANK-1 | F05 | E | F05-KMP | INDUSTRIAL | DHARWAD | DHARWAD | HUBBALLI | HUBBALLI | DHARWAD URBAN | DHARWAD CSD-1 | SO3 SATTUR
3200 | NARENDRA_220KV | NARENDRA_220KV | 250914199G | LAKKAMANAHALLI_110KV | BANK-2 | F09 | G | F09-JSS | URBAN DHQ | DHARWAD | DHARWAD | HUBBALLI | HUBBALLI | DHARWAD URBAN | DHARWAD CSD-1 | SO2 VIDYAGIRI
3201 | NARENDRA_220KV | NARENDRA_220KV | 250914199N | LAKKAMANAHALLI_110KV | BANK-2 | F07 | N | F07-VITTAL NAGAR | URBAN DHQ | DHARWAD | DHARWAD | HUBBALLI | HUBBALLI | DHARWAD URBAN | DHARWAD CSD-1 | SO3 SATTUR
3202 | NARENDRA_220KV | NARENDRA_220KV | 250915199H | LAKKAMANAHALLI_110KV | BANK-2 | F08 | H | F08-MADARAMADDI | URBAN DHQ | DHARWAD | DHARWAD | HUBBALLI | HUBBALLI | DHARWAD URBAN | DHARWAD CSD-2 | SO5 VIJAYA TALKIES
3204 | NARENDRA_220KV | NARENDRA_220KV | 250866199L | LAKKAMANAHALLI_110KV | BANK-2 | F10 | L | F10-MUGABASAVESHWAR | AGRICULTURE | DHARWAD | DHARWAD | HUBBALLI | HUBBALLI | DHARWAD RURAL | DHARWAD RSD | HEBBALLI
3205 | NARENDRA_220KV | NARENDRA_220KV | 250914199K | LAKKAMANAHALLI_110KV | BANK-1 | F11 | K | F11-GARDEN POLYMER | INDUSTRIAL | DHARWAD | DHARWAD | HUBBALLI | HUBBALLI | DHARWAD URBAN | DHARWAD CSD-1 | SO3 SATTUR
3206 | NARENDRA_220KV | NARENDRA_220KV | 250915199M | LAKKAMANAHALLI_110KV | BANK-2 | F14 | M | F14-GANDHI CHOWK | URBAN DHQ | DHARWAD | DHARWAD | HUBBALLI | HUBBALLI | DHARWAD URBAN | DHARWAD CSD-2 | SO-6
3207 | NARENDRA_220KV | NARENDRA_220KV | 250914199F | LAKKAMANAHALLI_110KV | BANK-5 | F15 | F | F15-NAVALUR | URBAN DHQ | DHARWAD | DHARWAD | HUBBALLI | HUBBALLI | DHARWAD URBAN | DHARWAD CSD-1 | SO3 SATTUR
3208 | NARENDRA_220KV | NARENDRA_220KV | 250866199J | LAKKAMANAHALLI_110KV | BANK-2 | F16 | J | F16-SHIVALLI NJY | NJY | DHARWAD | DHARWAD | HUBBALLI | HUBBALLI | DHARWAD RURAL | DHARWAD RSD | HEBBALLI
3211 | GADAG_220KV | GADAG_110KV | 251067200A | LAKKUNDI_33KV | BANK-1 | F01 | A | F01-PAPANASHI | AGRICULTURE | GADAG | GADAG | HUBBALLI | GADAG | GADAG | GADAG RSD | LAKKUNDI
3212 | GADAG_220KV | GADAG_110KV | 251067200B | LAKKUNDI_33KV | BANK-1 | F02 | B | F02-SAMBHAPUR | AGRICULTURE | GADAG | GADAG | HUBBALLI | GADAG | GADAG | GADAG RSD | LAKKUNDI
3213 | GADAG_220KV | GADAG_110KV | 251067200C | LAKKUNDI_33KV | BANK-1 | F03 | C | F03-KALASAPUR NJY | NJY | GADAG | GADAG | HUBBALLI | GADAG | GADAG | GADAG RSD | LAKKUNDI
3214 | GADAG_220KV | GADAG_110KV | 251067200D | LAKKUNDI_33KV | BANK-2 | F04 | D | F04-ADAVISOMAPUR NJY | NJY | GADAG | GADAG | HUBBALLI | GADAG | GADAG | GADAG RSD | LAKKUNDI
3215 | GADAG_220KV | GADAG_110KV | 251067200E | LAKKUNDI_33KV | BANK-2 | F05 | E | F05-LAKKUNDI NJY | NJY | GADAG | GADAG | HUBBALLI | GADAG | GADAG | GADAG RSD | LAKKUNDI
3216 | GADAG_220KV | GADAG_110KV | 251067200F | LAKKUNDI_33KV | BANK-2 | F06 | F | F06-HARLAPUR | AGRICULTURE | GADAG | GADAG | HUBBALLI | GADAG | GADAG | GADAG RSD | LAKKUNDI
3217 | GADAG_220KV | GADAG_110KV | 251067200G | LAKKUNDI_33KV | BANK-2 | F07 | G | F07-HANI NIRAVARI LAKKUNDI | LIFT IRRIGATION | GADAG | GADAG | HUBBALLI | GADAG | GADAG | GADAG RSD | LAKKUNDI
3219 | GADAG_220KV | GADAG_220KV | 251048201A | LAXMESHWAR_110KV | BANK-1 | F01 | A | F01-LAXMESHWAR TOWN | URBAN NDHQ | GADAG | LAXMESHWAR | HUBBALLI | GADAG | GADAG | LAXMESHWAR | LAXMESHWAR URBAN
3220 | GADAG_220KV | GADAG_220KV | 251048201B | LAXMESHWAR_110KV | BANK-2 | F07 | B | F07-HARADGATTI | AGRICULTURE | GADAG | LAXMESHWAR | HUBBALLI | GADAG | GADAG | LAXMESHWAR | LAXMESHWAR RURAL
3221 | GADAG_220KV | GADAG_220KV | 251048201C | LAXMESHWAR_110KV | BANK-1 | F03 | C | F03-HUVINSHIGLI | AGRICULTURE | GADAG | LAXMESHWAR | HUBBALLI | GADAG | GADAG | LAXMESHWAR | LAXMESHWAR URBAN
3222 | GADAG_220KV | GADAG_220KV | 251048201D | LAXMESHWAR_110KV | BANK-1 | F04 | D | F04-SHIGLI | URBAN NDHQ | GADAG | LAXMESHWAR | HUBBALLI | GADAG | GADAG | LAXMESHWAR | LAXMESHWAR URBAN
3223 | GADAG_220KV | GADAG_220KV | 251048201E | LAXMESHWAR_110KV | BANK-1 | F05 | E | F05-MICROWAVE | URBAN NDHQ | GADAG | LAXMESHWAR | HUBBALLI | GADAG | GADAG | LAXMESHWAR | LAXMESHWAR URBAN
3224 | GADAG_220KV | GADAG_220KV | 251048201F | LAXMESHWAR_110KV | BANK-2 | F06 | F | F06-GONAL | AGRICULTURE | GADAG | LAXMESHWAR | HUBBALLI | GADAG | GADAG | LAXMESHWAR | LAXMESHWAR URBAN
3225 | GADAG_220KV | GADAG_220KV | 251048201G | LAXMESHWAR_110KV | BANK-2 | F08 | G | F08-P BADNI | AGRICULTURE | GADAG | LAXMESHWAR | HUBBALLI | GADAG | GADAG | LAXMESHWAR | LAXMESHWAR RURAL
3226 | GADAG_220KV | GADAG_220KV | 251048201M | LAXMESHWAR_110KV | BANK-1 | F02 | M | F02-AKKIGUNDA | AGRICULTURE | GADAG | LAXMESHWAR | HUBBALLI | GADAG | GADAG | LAXMESHWAR | LAXMESHWAR RURAL
3228 | GADAG_220KV | GADAG_220KV | 251048201J | LAXMESHWAR_110KV | BANK-2 | F10 | J | F10-RAMAGERI NJY | NJY | GADAG | LAXMESHWAR | HUBBALLI | GADAG | GADAG | LAXMESHWAR | LAXMESHWAR URBAN
3232 | HAVERI_220KV | HANAGAL_110KV | 241233202A | LAXMIPUR_33KV | BANK-1 | F01 | A | F01-HANDHIHALUR | AGRICULTURE | HAVERI | HANGAL | HUBBALLI | HAVERI | HAVERI | HANGAL | HANAGAL RURAL
3233 | HAVERI_220KV | HANAGAL_110KV | 241233202B | LAXMIPUR_33KV | BANK-1 | F05 | B | F05-SAMMASAGI NJY | NJY | HAVERI | HANGAL | HUBBALLI | HAVERI | HAVERI | HANGAL | HANAGAL RURAL
3234 | HAVERI_220KV | HANAGAL_110KV | 241233202C | LAXMIPUR_33KV | BANK-1 | F03 | C | F03-KONANAKOPPA | AGRICULTURE | HAVERI | HANGAL | HUBBALLI | HAVERI | HAVERI | HANGAL | HANAGAL RURAL
3235 | HAVERI_220KV | HANAGAL_110KV | 241233202D | LAXMIPUR_33KV | BANK-2 | F07 | D | F07-MANTAGI NJY | NJY | HAVERI | HANGAL | HUBBALLI | HAVERI | HAVERI | HANGAL | HANAGAL RURAL
3236 | HAVERI_220KV | HANAGAL_110KV | 241233202F | LAXMIPUR_33KV | BANK-2 | F06 | F | F06-INAM NEERALAGI | AGRICULTURE | HAVERI | HANGAL | HUBBALLI | HAVERI | HAVERI | HANGAL | SHESHAGIRI
3237 | HAVERI_220KV | HANAGAL_110KV | 241233202H | LAXMIPUR_33KV | BANK-2 | F08 | H | F08-HARALAKOPPA | AGRICULTURE | HAVERI | HANGAL | HUBBALLI | HAVERI | HAVERI | HANGAL | HANAGAL RURAL
3238 | HAVERI_220KV | HANAGAL_110KV | 241233202I | LAXMIPUR_33KV | BANK-1 | F09 | I | F09-SAVIKERI | AGRICULTURE | HAVERI | HANGAL | HUBBALLI | HAVERI | HAVERI | HANGAL | HANAGAL RURAL
3239 | HAVERI_220KV | HANAGAL_110KV | 241233202J | LAXMIPUR_33KV | BANK-1 | F02 | J | F02-HOSURU NJY | NJY | HAVERI | HANGAL | HUBBALLI | HAVERI | HAVERI | HANGAL | SHESHAGIRI
3242 | BAGALKOT_220KV | KALADAGI_110KV | 111949203A | LOKAPUR_110KV | BANK-1 | F01 | A | F01-VARCHAGAL | AGRICULTURE | BAGALKOT | MUDHOL | BELAGAVI | BAGALKOT | MUDHOL | LOKAPUR | LOKAPUR
3243 | BAGALKOT_220KV | KALADAGI_110KV | 111949203J | LOKAPUR_110KV | BANK-1 | F02 | J | F02-TIMMAPUR | AGRICULTURE | BAGALKOT | MUDHOL | BELAGAVI | BAGALKOT | MUDHOL | LOKAPUR | LOKAPUR
3244 | BAGALKOT_220KV | KALADAGI_110KV | 111949203B | LOKAPUR_110KV | BANK-2 | F09 | B | F09-MURARJI SCHOOL | INDUSTRIAL | BAGALKOT | MUDHOL | BELAGAVI | BAGALKOT | MUDHOL | LOKAPUR | LOKAPUR
3245 | BAGALKOT_220KV | KALADAGI_110KV | 111949203C | LOKAPUR_110KV | BANK-2 | F08 | C | F08-DADANATTI | AGRICULTURE | BAGALKOT | MUDHOL | BELAGAVI | BAGALKOT | MUDHOL | LOKAPUR | LOKAPUR
3246 | BAGALKOT_220KV | KALADAGI_110KV | 111949203D | LOKAPUR_110KV | BANK-1 | F04 | D | F04-JALIKATTI | AGRICULTURE | BAGALKOT | MUDHOL | BELAGAVI | BAGALKOT | MUDHOL | LOKAPUR | LOKAPUR
3247 | BAGALKOT_220KV | KALADAGI_110KV | 111949203E | LOKAPUR_110KV | BANK-2 | F06 | E | F06-HEBBAL | AGRICULTURE | BAGALKOT | MUDHOL | BELAGAVI | BAGALKOT | MUDHOL | LOKAPUR | BANTANUR
3248 | BAGALKOT_220KV | KALADAGI_110KV | 111949203F | LOKAPUR_110KV | BANK-1 | F05 | F | F05-CHIKKUR | AGRICULTURE | BAGALKOT | MUDHOL | BELAGAVI | BAGALKOT | MUDHOL | LOKAPUR | BANTANUR
3249 | BAGALKOT_220KV | KALADAGI_110KV | 111949203G | LOKAPUR_110KV | BANK-2 | F07 | G | F07-KADARKOPPA | AGRICULTURE | BAGALKOT | MUDHOL | BELAGAVI | BAGALKOT | MUDHOL | LOKAPUR | LOKAPUR
3250 | BAGALKOT_220KV | KALADAGI_110KV | 111949203H | LOKAPUR_110KV | BANK-3 | F15 | H | F15-LAXANATTI | AGRICULTURE | BAGALKOT | MUDHOL | BELAGAVI | BAGALKOT | MUDHOL | LOKAPUR | LOKAPUR
3251 | BAGALKOT_220KV | KALADAGI_110KV | 111949203K | LOKAPUR_110KV | BANK-3 | F13 | K | F13-VARCHAGAL NJY | NJY | BAGALKOT | MUDHOL | BELAGAVI | BAGALKOT | MUDHOL | LOKAPUR | LOKAPUR
3252 | BAGALKOT_220KV | KALADAGI_110KV | 111949203L | LOKAPUR_110KV | BANK-3 | F11 | L | F11-PALAKIMANI | AGRICULTURE | BAGALKOT | MUDHOL | BELAGAVI | BAGALKOT | MUDHOL | LOKAPUR | LOKAPUR
3253 | BAGALKOT_220KV | KALADAGI_110KV | 111949203M | LOKAPUR_110KV | BANK-1 | F03 | M | F03-MALLAPUR | AGRICULTURE | BAGALKOT | MUDHOL | BELAGAVI | BAGALKOT | MUDHOL | LOKAPUR | LOKAPUR
3254 | BAGALKOT_220KV | KALADAGI_110KV | 111949203N | LOKAPUR_110KV | BANK-3 | F14 | N | F14-CHOUDAPUR | AGRICULTURE | BAGALKOT | MUDHOL | BELAGAVI | BAGALKOT | MUDHOL | LOKAPUR | LOKAPUR
3255 | BAGALKOT_220KV | KALADAGI_110KV | 111949203O | LOKAPUR_110KV | BANK-3 | F16 | O | F16-NAGANAPUR | AGRICULTURE | BAGALKOT | MUDHOL | BELAGAVI | BAGALKOT | MUDHOL | LOKAPUR | LOKAPUR
3256 | BAGALKOT_220KV | KALADAGI_110KV | 111949203R | LOKAPUR_110KV | BANK-3 | F12 | R | F12-MAGANI | AGRICULTURE | BAGALKOT | MUDHOL | BELAGAVI | BAGALKOT | MUDHOL | LOKAPUR | LOKAPUR
3257 | BAGALKOT_220KV | KALADAGI_110KV | 111949203Q | LOKAPUR_110KV | BANK-3 | F17 | Q | F17-LOKAPUR | URBAN NDHQ | BAGALKOT | MUDHOL | BELAGAVI | BAGALKOT | MUDHOL | LOKAPUR | LOKAPUR
3262 | M.K. HUBLI_220KV | KHANAPUR(DUKKARAWADI)_110KV | 120544204B | LONDA_33KV | BANK-1 | F01 | B | F01-NAGARGALI NJY | NJY | BELAGAVI | KHANAPUR | BELAGAVI | BELAGAVI | BELAGAVI RURAL | KHANAPUR | SO-2
3263 | M.K. HUBLI_220KV | KHANAPUR(DUKKARAWADI)_110KV | 120544204C | LONDA_33KV | BANK-1 | F03 | C | F03-LONDA NJY | NJY | BELAGAVI | KHANAPUR | BELAGAVI | BELAGAVI | BELAGAVI RURAL | KHANAPUR | SO-2
3264 | M.K. HUBLI_220KV | KHANAPUR(DUKKARAWADI)_110KV | 272526204D | LONDA_33KV | BANK-1 | F04 | D | F04-RAMNAGARA TOWN | RURAL | UTTAR KANNADA | JOIDA | HUBBALLI | SIRSI | DANDELI | DANDELI | RAMNAGAR
3265 | M.K. HUBLI_220KV | KHANAPUR(DUKKARAWADI)_110KV | 120544204F | LONDA_33KV | BANK-2 | F06 | F | F06-GUNJI NJY | NJY | BELAGAVI | KHANAPUR | BELAGAVI | BELAGAVI | BELAGAVI RURAL | KHANAPUR | SO-2
3266 | M.K. HUBLI_220KV | KHANAPUR(DUKKARAWADI)_110KV | 272526204E | LONDA_33KV | BANK-1 | F05 | E | F05-ADALLI | RURAL | UTTAR KANNADA | JOIDA | HUBBALLI | SIRSI | DANDELI | DANDELI | RAMNAGAR
3268 | M.K. HUBLI_220KV | M.K. HUBLI_220KV | 120445205A | M.K.HUBLI_110KV | BANK-1 | F01 | A | F01-KADROLLI | AGRICULTURE | BELAGAVI | BAILHONGAL | BELAGAVI | BELAGAVI | BAILHONGAL | KITTUR | M K HUBLI
3269 | M.K. HUBLI_220KV | M.K. HUBLI_220KV | 120544205B | M.K.HUBLI_110KV | BANK-1 | F02 | B | F02-ITAGI | AGRICULTURE | BELAGAVI | KHANAPUR | BELAGAVI | BELAGAVI | BELAGAVI RURAL | KHANAPUR | ITAGI
3270 | M.K. HUBLI_220KV | M.K. HUBLI_220KV | 120544205C | M.K.HUBLI_110KV | BANK-1 | F03 | C | F03-PARISHWAD NJY | NJY | BELAGAVI | KHANAPUR | BELAGAVI | BELAGAVI | BELAGAVI RURAL | KHANAPUR | ITAGI
3271 | M.K. HUBLI_220KV | M.K. HUBLI_220KV | 120544205D | M.K.HUBLI_110KV | BANK-1 | F04 | D | F04-HIREMUNVALLI | AGRICULTURE | BELAGAVI | KHANAPUR | BELAGAVI | BELAGAVI | BELAGAVI RURAL | KHANAPUR | ITAGI
3272 | M.K. HUBLI_220KV | M.K. HUBLI_220KV | 120544205E | M.K.HUBLI_110KV | BANK-1 | F05 | E | F05-CHIKKAMUNAVALLI | AGRICULTURE | BELAGAVI | KHANAPUR | BELAGAVI | BELAGAVI | BELAGAVI RURAL | KHANAPUR | ITAGI
3273 | M.K. HUBLI_220KV | M.K. HUBLI_220KV | 120544205Q | M.K.HUBLI_110KV | BANK-1 | F06 | Q | F06-BASAVNAGAR | AGRICULTURE | BELAGAVI | KHANAPUR | BELAGAVI | BELAGAVI | BELAGAVI RURAL | KHANAPUR | ITAGI
3274 | M.K. HUBLI_220KV | M.K. HUBLI_220KV | 120445205G | M.K.HUBLI_110KV | BANK-2 | F07 | G | F07-M.K.HUBLI | URBAN NDHQ | BELAGAVI | BAILHONGAL | BELAGAVI | BELAGAVI | BAILHONGAL | KITTUR | M K HUBLI
3275 | M.K. HUBLI_220KV | M.K. HUBLI_220KV | 120445205H | M.K.HUBLI_110KV | BANK-2 | F08 | H | F08-SUGAR FACTORY + STATION AUXILARY | INDUSTRIAL | BELAGAVI | BAILHONGAL | BELAGAVI | BELAGAVI | BAILHONGAL | KITTUR | M K HUBLI
3276 | M.K. HUBLI_220KV | M.K. HUBLI_220KV | 120544205P | M.K.HUBLI_110KV | BANK-2 | F09 | P | F09-CHIKKAHATTIHOLI | AGRICULTURE | BELAGAVI | KHANAPUR | BELAGAVI | BELAGAVI | BELAGAVI RURAL | KHANAPUR | ITAGI
3277 | M.K. HUBLI_220KV | M.K. HUBLI_220KV | 120445205J | M.K.HUBLI_110KV | BANK-2 | F10 | J | F10-DEVARSHIGIHALLI | AGRICULTURE | BELAGAVI | BAILHONGAL | BELAGAVI | BELAGAVI | BAILHONGAL | KITTUR | M K HUBLI
3278 | M.K. HUBLI_220KV | M.K. HUBLI_220KV | 120445205K | M.K.HUBLI_110KV | BANK-2 | F11 | K | F11-MARGANAKOPPA NJY | NJY | BELAGAVI | BAILHONGAL | BELAGAVI | BELAGAVI | BAILHONGAL | KITTUR | M K HUBLI
3279 | M.K. HUBLI_220KV | M.K. HUBLI_220KV | 120445205F | M.K.HUBLI_110KV | BANK-3 | F12 | F | F12-HUNASHIKATTI | AGRICULTURE | BELAGAVI | KITTUR | BELAGAVI | BELAGAVI | BAILHONGAL | KITTUR | M K HUBLI
3280 | M.K. HUBLI_220KV | M.K. HUBLI_220KV | 120445205I | M.K.HUBLI_110KV | BANK-3 | F13 | I | F13-DASTIKOPPA | AGRICULTURE | BELAGAVI | KITTUR | BELAGAVI | BELAGAVI | BAILHONGAL | KITTUR | M K HUBLI
3281 | M.K. HUBLI_220KV | M.K. HUBLI_220KV | 120445205N | M.K.HUBLI_110KV | BANK-3 | F14 | N | F14-VEERAPUR NJY | NJY | BELAGAVI | KITTUR | BELAGAVI | BELAGAVI | BAILHONGAL | KITTUR | M K HUBLI
3282 | M.K. HUBLI_220KV | M.K. HUBLI_220KV | 120445205O | M.K.HUBLI_110KV | BANK-3 | F15 | O | F15-MALAPRABHA | AGRICULTURE | BELAGAVI | KITTUR | BELAGAVI | BELAGAVI | BAILHONGAL | KITTUR | M K HUBLI
3283 | M.K. HUBLI_220KV | M.K. HUBLI_220KV | 120445205L | M.K.HUBLI_110KV | BANK-3 | F16 | L | F16-KYARAKOPPA | AGRICULTURE | BELAGAVI | KITTUR | BELAGAVI | BELAGAVI | BAILHONGAL | KITTUR | M K HUBLI
3287 | M.K. HUBLI_220KV | M.K. HUBLI_220KV | 120445206A | M.K. HUBLI_220KV | BANK-1 | F01 | A | F01-AMARAPUR | AGRICULTURE | BELAGAVI | BAILHONGAL | BELAGAVI | BELAGAVI | BAILHONGAL | KITTUR | M K HUBLI
3288 | M.K. HUBLI_220KV | M.K. HUBLI_220KV | 120445206B | M.K. HUBLI_220KV | BANK-1 | F02 | B | F02-KADROLLI NJY | NJY | BELAGAVI | BAILHONGAL | BELAGAVI | BELAGAVI | BAILHONGAL | KITTUR | M K HUBLI
3289 | M.K. HUBLI_220KV | M.K. HUBLI_220KV | 120445206C | M.K. HUBLI_220KV | BANK-1 | F03 | C | F03-TURAMARI | AGRICULTURE | BELAGAVI | BAILHONGAL | BELAGAVI | BELAGAVI | BAILHONGAL | KITTUR | M K HUBLI
3290 | M.K. HUBLI_220KV | M.K. HUBLI_220KV | 120445206D | M.K. HUBLI_220KV | BANK-1 | F04 | D | F04-PREM NAGAR | AGRICULTURE | BELAGAVI | BAILHONGAL | BELAGAVI | BELAGAVI | BAILHONGAL | KITTUR | M K HUBLI
3292 | VAJRAMATTI_220KV | VAJRAMATTI_220KV | 111952489A | MACHAKNUR_110KV | BANK-1 | F01 | A | F01-BUDNI BK | AGRICULTURE | BAGALKOT | MUDHOL | BELAGAVI | BAGALKOT | MUDHOL | MUDHOL | VAJJARMATTI
3293 | VAJRAMATTI_220KV | VAJRAMATTI_220KV | 111952489B | MACHAKNUR_110KV | BANK-1 | F02 | B | F02-MAHARAJMADI | AGRICULTURE | BAGALKOT | MUDHOL | BELAGAVI | BAGALKOT | MUDHOL | MUDHOL | VAJJARMATTI
3294 | VAJRAMATTI_220KV | VAJRAMATTI_220KV | 111952489C | MACHAKNUR_110KV | BANK-1 | F03 | C | F03-MACHAKANUR BARRAGE | AGRICULTURE | BAGALKOT | MUDHOL | BELAGAVI | BAGALKOT | MUDHOL | MUDHOL | VAJJARMATTI
3295 | VAJRAMATTI_220KV | VAJRAMATTI_220KV | 111952489D | MACHAKNUR_110KV | BANK-1 | F04 | D | F04-HOLABASAVESWAR RIVER BED | AGRICULTURE | BAGALKOT | MUDHOL | BELAGAVI | BAGALKOT | MUDHOL | MUDHOL | VAJJARMATTI
3296 | VAJRAMATTI_220KV | VAJRAMATTI_220KV | 111952489E | MACHAKNUR_110KV | BANK-1 | F05 | E | F05-MACHAKANUR NJY | NJY | BAGALKOT | MUDHOL | BELAGAVI | BAGALKOT | MUDHOL | MUDHOL | VAJJARMATTI
3297 | BELAGAVI_220KV | BELAGAVI_220KV | 120507207A | MACHE_110KV | BANK-1 | F01 | A | F01-ALUCAST | INDUSTRIAL | BELAGAVI | BELAGAVI | BELAGAVI | BELAGAVI | BELAGAVI RURAL | BELAGAVI RSD-1 | PEERANWADI-I
3298 | BELAGAVI_220KV | BELAGAVI_220KV | 120507207B | MACHE_110KV | BANK-3 | F13 | B | F13-GOKUL FERROCAST | INDUSTRIAL | BELAGAVI | BELAGAVI | BELAGAVI | BELAGAVI | BELAGAVI RURAL | BELAGAVI RSD-1 | PEERANWADI-I
3299 | BELAGAVI_220KV | BELAGAVI_220KV | 120544207C | MACHE_110KV | BANK-5 | F26 | C | F26-JAMBOTI NJY | NJY | BELAGAVI | KHANAPUR | BELAGAVI | BELAGAVI | BELAGAVI RURAL | KHANAPUR | JAMBOTI
3300 | BELAGAVI_220KV | BELAGAVI_220KV | 120507207D | MACHE_110KV | BANK-1 | F04 | D | F04-ALMA MOTORS | INDUSTRIAL | BELAGAVI | BELAGAVI | BELAGAVI | BELAGAVI | BELAGAVI RURAL | BELAGAVI RSD-1 | PEERANWADI-II
3301 | BELAGAVI_220KV | BELAGAVI_220KV | 120507207E | MACHE_110KV | BANK-1 | F05 | E | F05-ATHUNI STEELS | INDUSTRIAL | BELAGAVI | BELAGAVI | BELAGAVI | BELAGAVI | BELAGAVI RURAL | BELAGAVI RSD-1 | PEERANWADI-I
3302 | BELAGAVI_220KV | BELAGAVI_220KV | 120507207F | MACHE_110KV | BANK-1 | F02 | F | F02-J K MOTORS | INDUSTRIAL | BELAGAVI | BELAGAVI | BELAGAVI | BELAGAVI | BELAGAVI RURAL | BELAGAVI RSD-1 | PEERANWADI-I
3303 | BELAGAVI_220KV | BELAGAVI_220KV | 120507207G | MACHE_110KV | BANK-2 | F17 | G | F17-SANTIBASTWAD | AGRICULTURE | BELAGAVI | BELAGAVI | BELAGAVI | BELAGAVI | BELAGAVI RURAL | BELAGAVI RSD-1 | PEERANWADI-I
3304 | BELAGAVI_220KV | BELAGAVI_220KV | 120507207H | MACHE_110KV | BANK-2 | F08 | H | F08-ZADSHAHAPUR | AGRICULTURE | BELAGAVI | BELAGAVI | BELAGAVI | BELAGAVI | BELAGAVI RURAL | BELAGAVI RSD-1 | PEERANWADI-II
3305 | BELAGAVI_220KV | BELAGAVI_220KV | 120507207I | MACHE_110KV | BANK-2 | F09 | I | F09-VIMAL FOUNDRY | INDUSTRIAL | BELAGAVI | BELAGAVI | BELAGAVI | BELAGAVI | BELAGAVI RURAL | BELAGAVI RSD-1 | PEERANWADI-I
3306 | BELAGAVI_220KV | BELAGAVI_220KV | 120507207J | MACHE_110KV | BANK-2 | F10 | J | F10-MACHE INDUSTRIAL | INDUSTRIAL | BELAGAVI | BELAGAVI | BELAGAVI | BELAGAVI | BELAGAVI RURAL | BELAGAVI RSD-1 | PEERANWADI-I
3307 | BELAGAVI_220KV | BELAGAVI_220KV | 120507207K | MACHE_110KV | BANK-2 | F11 | K | F11-PEERANWADI NJY | NJY | BELAGAVI | BELAGAVI | BELAGAVI | BELAGAVI | BELAGAVI RURAL | BELAGAVI RSD-1 | PEERANWADI-II
3308 | BELAGAVI_220KV | BELAGAVI_220KV | 120507207L | MACHE_110KV | BANK-3 | F12 | L | F12-KINAYE | AGRICULTURE | BELAGAVI | BELAGAVI & KHANAPUR | BELAGAVI | BELAGAVI | BELAGAVI RURAL | BELAGAVI RSD-1 | PEERANWADI-I
3309 | BELAGAVI_220KV | BELAGAVI_220KV | 120507207M | MACHE_110KV | BANK-3 | F15 | M | F15-MUKUND ISPAT INDUSTRIAL | INDUSTRIAL | BELAGAVI | BELAGAVI | BELAGAVI | BELAGAVI | BELAGAVI RURAL | BELAGAVI RSD-1 | PEERANWADI-I
3310 | BELAGAVI_220KV | BELAGAVI_220KV | 120507207N | MACHE_110KV | BANK-2 | F07 | N | F07-ASHOK IRON WORKS | INDUSTRIAL | BELAGAVI | BELAGAVI | BELAGAVI | BELAGAVI | BELAGAVI RURAL | BELAGAVI RSD-1 | PEERANWADI-I
3311 | BELAGAVI_220KV | BELAGAVI_220KV | 120507207O | MACHE_110KV | BANK-4 | F20 | O | F20-KARLE NJY | NJY | BELAGAVI | BELAGAVI | BELAGAVI | BELAGAVI | BELAGAVI RURAL | BELAGAVI RSD-1 | PEERANWADI-I
3312 | BELAGAVI_220KV | BELAGAVI_220KV | 120507207P | MACHE_110KV | BANK-4 | F18 | P | F18-WAGHWADE INDUSTRIAL | INDUSTRIAL | BELAGAVI | BELAGAVI | BELAGAVI | BELAGAVI | BELAGAVI RURAL | BELAGAVI RSD-1 | PEERANWADI-I
3313 | BELAGAVI_220KV | BELAGAVI_220KV | 120507207Q | MACHE_110KV | BANK-4 | F19 | Q | F19-SHANTA VRUDAASHRAM INDUSTRIAL | INDUSTRIAL | BELAGAVI | BELAGAVI | BELAGAVI | BELAGAVI | BELAGAVI RURAL | BELAGAVI RSD-1 | PEERANWADI-I
3314 | BELAGAVI_220KV | BELAGAVI_220KV | 120507207S | MACHE_110KV | BANK-1 | F16 | S | F16-KARUNALAYA | INDUSTRIAL | BELAGAVI | BELAGAVI | BELAGAVI | BELAGAVI | BELAGAVI RURAL | BELAGAVI RSD-1 | PEERANWADI-I
3315 | BELAGAVI_220KV | BELAGAVI_220KV | 120507207T | MACHE_110KV | BANK-1 | F03 | T | F03-ABHISHEK UNIT 3 | INDUSTRIAL | BELAGAVI | BELAGAVI | BELAGAVI | BELAGAVI | BELAGAVI RURAL | BELAGAVI RSD-1 | PEERANWADI-I
3316 | BELAGAVI_220KV | BELAGAVI_220KV | 120507207U | MACHE_110KV | BANK-2 | F06 | U | F06-VINMAR | INDUSTRIAL | BELAGAVI | BELAGAVI | BELAGAVI | BELAGAVI | BELAGAVI RURAL | BELAGAVI RSD-1 | PEERANWADI-I
3317 | BELAGAVI_220KV | BELAGAVI_220KV | 120507207V | MACHE_110KV | BANK-5 | F25 | V | F25-NAVAGE | AGRICULTURE | BELAGAVI | BELAGAVI | BELAGAVI | BELAGAVI | BELAGAVI RURAL | BELAGAVI RSD-1 | PEERANWADI-I
3318 | BELAGAVI_220KV | BELAGAVI_220KV | 120507207W | MACHE_110KV | BANK-5 | F27 | W | F27-KALENATTI | AGRICULTURE | BELAGAVI | BELAGAVI | BELAGAVI | BELAGAVI | BELAGAVI RURAL | BELAGAVI RSD-1 | PEERANWADI-I
3319 | BELAGAVI_220KV | BELAGAVI_220KV | 120507207X | MACHE_110KV | BANK-3 | F14 | X | F14-MARKENDEYYA NAGAR NJY | NJY | BELAGAVI | BELAGAVI | BELAGAVI | BELAGAVI | BELAGAVI RURAL | BELAGAVI RSD-1 | PEERANWADI-I
3320 | BELAGAVI_220KV | BELAGAVI_220KV | 120544207Y | MACHE_110KV | BANK-5 | F24 | Y | F24-UCHAWADE NJY | NJY | BELAGAVI | KHANAPUR | BELAGAVI | BELAGAVI | BELAGAVI RURAL | KHANAPUR | JAMBOTI
3324 | MAHALINGAPUR_220KV | JAMKHANDI_110KV | 111741208A | MADHARAKHANDI_33KV | BANK-1 | F01 | A | F01-KALAHALLI | AGRICULTURE | BAGALKOT | JAMAKHANDI | BELAGAVI | BAGALKOT | JAMAKHANDI | JAMAKHANDI | JAMKHANDI RURAL-I
3325 | MAHALINGAPUR_220KV | JAMKHANDI_110KV | 111741208B | MADHARAKHANDI_33KV | BANK-1 | F02 | B | F02-MUTTUR | AGRICULTURE | BAGALKOT | JAMAKHANDI | BELAGAVI | BAGALKOT | JAMAKHANDI | JAMAKHANDI | JAMKHANDI RURAL-I
3326 | MAHALINGAPUR_220KV | JAMKHANDI_110KV | 111741208C | MADHARAKHANDI_33KV | BANK-1 | F03 | C | F03-MADHARAKHANDI KALAHALLI NJY | NJY | BAGALKOT | JAMAKHANDI | BELAGAVI | BAGALKOT | JAMAKHANDI | JAMAKHANDI | JAMKHANDI RURAL-I
3327 | MAHALINGAPUR_220KV | JAMKHANDI_110KV | 111741208D | MADHARAKHANDI_33KV | BANK-2 | F04 | D | F04-MADHARAKHANDI VILLAGE IP | AGRICULTURE | BAGALKOT | JAMAKHANDI | BELAGAVI | BAGALKOT | JAMAKHANDI | JAMAKHANDI | JAMKHANDI RURAL-I
3328 | MAHALINGAPUR_220KV | JAMKHANDI_110KV | 111741208E | MADHARAKHANDI_33KV | BANK-2 | F05 | E | F05-ALBAL | AGRICULTURE | BAGALKOT | JAMAKHANDI | BELAGAVI | BAGALKOT | JAMAKHANDI | JAMAKHANDI | JAMKHANDI RURAL-I
3329 | MAHALINGAPUR_220KV | JAMKHANDI_110KV | 111741208G | MADHARAKHANDI_33KV | BANK-2 | F06 | G | F06-KAMARIMATH IP | AGRICULTURE | BAGALKOT | JAMAKHANDI | BELAGAVI | BAGALKOT | JAMAKHANDI | JAMAKHANDI | JAMKHANDI RURAL-I
3333 | MAHALINGAPUR_220KV | MAHALINGAPUR_220KV | 132034209A | MAHALINGAPUR_220KV | BANK-1 | F01 | A | F01-HANDIGUND(NAGARAHAL) | AGRICULTURE | BELAGAVI | RAIBAG | BELAGAVI | CHIKKODI | RAIBAG | HARUGERI | MUGALAKHOD
3334 | MAHALINGAPUR_220KV | MAHALINGAPUR_220KV | 111750209B | MAHALINGAPUR_220KV | BANK-1 | F02 | B | F02-NAGARAL | AGRICULTURE | BAGALKOT | MUDHOL | BELAGAVI | BAGALKOT | JAMAKHANDI | MAHALINGAPUR | RANNABELAGALI
3335 | MAHALINGAPUR_220KV | MAHALINGAPUR_220KV | 111750209E | MAHALINGAPUR_220KV | BANK-1 | F05 | E | F05-SIDDAPUR | AGRICULTURE | BAGALKOT | MUDHOL | BELAGAVI | BAGALKOT | JAMAKHANDI | MAHALINGAPUR | RANNABELAGALI
3336 | MAHALINGAPUR_220KV | MAHALINGAPUR_220KV | 111750209I | MAHALINGAPUR_220KV | BANK-2 | F06 | I | F06-MUGULKOD OLD | AGRICULTURE | BAGALKOT | MUDHOL | BELAGAVI | BAGALKOT | JAMAKHANDI | MAHALINGAPUR | RANNABELAGALI
3337 | MAHALINGAPUR_220KV | MAHALINGAPUR_220KV | 111750209J | MAHALINGAPUR_220KV | BANK-2 | F07 | J | F07-VIDYANAGAR | URBAN NDHQ | BAGALKOT | MUDHOL | BELAGAVI | BAGALKOT | JAMAKHANDI | MAHALINGAPUR | MAHALINGAPUR TOWN
3339 | MAHALINGAPUR_220KV | MAHALINGAPUR_220KV | 111750209M | MAHALINGAPUR_220KV | BANK-2 | F09 | M | F09-MAHALINGPUR WATER SUPPLY | WATER SUPPLY | BAGALKOT | MUDHOL | BELAGAVI | BAGALKOT | JAMAKHANDI | MAHALINGAPUR | MAHALINGAPUR TOWN
3340 | MAHALINGAPUR_220KV | MAHALINGAPUR_220KV | 111750209N | MAHALINGAPUR_220KV | BANK-3 | F10 | N | F10-MAHALINGPUR IP | AGRICULTURE | BAGALKOT | MUDHOL | BELAGAVI | BAGALKOT | JAMAKHANDI | MAHALINGAPUR | MAHALINGAPUR TOWN
3341 | MAHALINGAPUR_220KV | MAHALINGAPUR_220KV | 111750209O | MAHALINGAPUR_220KV | BANK-3 | F11 | O | F11-MAHALINGPUR TOWN | URBAN NDHQ | BAGALKOT | MUDHOL | BELAGAVI | BAGALKOT | JAMAKHANDI | MAHALINGAPUR | MAHALINGAPUR RURAL
3342 | MAHALINGAPUR_220KV | MAHALINGAPUR_220KV | 111750209P | MAHALINGAPUR_220KV | BANK-3 | F08 | P | F08-NANDAGOUN NEW | AGRICULTURE | BAGALKOT | MUDHOL | BELAGAVI | BAGALKOT | JAMAKHANDI | MAHALINGAPUR | MAHALINGAPUR RURAL
3343 | MAHALINGAPUR_220KV | MAHALINGAPUR_220KV | 111750209Q | MAHALINGAPUR_220KV | BANK-3 | F13 | Q | F13-SAIDAPUR | AGRICULTURE | BAGALKOT | MUDHOL | BELAGAVI | BAGALKOT | JAMAKHANDI | MAHALINGAPUR | MAHALINGAPUR RURAL
3344 | MAHALINGAPUR_220KV | MAHALINGAPUR_220KV | 111750209U | MAHALINGAPUR_220KV | BANK-4 | F21 | U | F21-BUDANI IP | AGRICULTURE | BAGALKOT | RABAKAVI-BANAHATTI | BELAGAVI | BAGALKOT | JAMAKHANDI | MAHALINGAPUR | MAHALINGAPUR RURAL
3345 | MAHALINGAPUR_220KV | MAHALINGAPUR_220KV | 111750209V | MAHALINGAPUR_220KV | BANK-4 | F15 | V | F15-FACTORY | AGRICULTURE | BAGALKOT | MUDHOL | BELAGAVI | BAGALKOT | JAMAKHANDI | MAHALINGAPUR | MAHALINGAPUR RURAL
3346 | MAHALINGAPUR_220KV | MAHALINGAPUR_220KV | 111750209W | MAHALINGAPUR_220KV | BANK-4 | F16 | W | F16-KESARGOPPA IP | AGRICULTURE | BAGALKOT | MUDHOL | BELAGAVI | BAGALKOT | JAMAKHANDI | MAHALINGAPUR | MAHALINGAPUR RURAL
3347 | MAHALINGAPUR_220KV | MAHALINGAPUR_220KV | 111750209Y | MAHALINGAPUR_220KV | BANK-1 | F03 | Y | F03-BISAL SIDDHESHWAR IP | AGRICULTURE | BAGALKOT | RABAKAVI-BANAHATTI | BELAGAVI | BAGALKOT | JAMAKHANDI | MAHALINGAPUR | MAHALINGAPUR RURAL
3348 | MAHALINGAPUR_220KV | MAHALINGAPUR_220KV | 111750209Z | MAHALINGAPUR_220KV | BANK-3 | F12 | Z | F12-SEMI LAXSHMI IP | AGRICULTURE | BAGALKOT | RABAKAVI-BANAHATTI | BELAGAVI | BAGALKOT | JAMAKHANDI | MAHALINGAPUR | MAHALINGAPUR RURAL
3349 | MAHALINGAPUR_220KV | MAHALINGAPUR_220KV | 111750209AA | MAHALINGAPUR_220KV | BANK-1 | F04 | AA | F04-BALAJI NAGAR | URBAN NDHQ | BAGALKOT | RABAKAVI-BANAHATTI | BELAGAVI | BAGALKOT | JAMAKHANDI | MAHALINGAPUR | MAHALINGAPUR TOWN
3351 | B.BAGEWADI_220KV | B.BAGEWADI_220KV | 180257210A | MALAGHAN(B.BAGEWADI)_110KV | BANK-1 | F01 | A | F01-MASUTHI | AGRICULTURE | VIJAYAPUR | B.BAGEWADI | BELAGAVI | VIJAYAPUR | B.BAGEWADI | NIDAGUNDI | KUDAGI
3352 | B.BAGEWADI_220KV | B.BAGEWADI_220KV | 180257210B | MALAGHAN(B.BAGEWADI)_110KV | BANK-1 | F02 | B | F02-DINNI | AGRICULTURE | VIJAYAPUR | B.BAGEWADI | BELAGAVI | VIJAYAPUR | B.BAGEWADI | NIDAGUNDI | KUDAGI
3353 | B.BAGEWADI_220KV | B.BAGEWADI_220KV | 180257210C | MALAGHAN(B.BAGEWADI)_110KV | BANK-1 | F03 | C | F03-KALAGURKI | AGRICULTURE | VIJAYAPUR | B.BAGEWADI | BELAGAVI | VIJAYAPUR | B.BAGEWADI | NIDAGUNDI | KUDAGI
3354 | B.BAGEWADI_220KV | B.BAGEWADI_220KV | 180257210D | MALAGHAN(B.BAGEWADI)_110KV | BANK-1 | F04 | D | F04-MULAWAD | AGRICULTURE | VIJAYAPUR | B.BAGEWADI | BELAGAVI | VIJAYAPUR | B.BAGEWADI | NIDAGUNDI | KUDAGI
3355 | B.BAGEWADI_220KV | B.BAGEWADI_220KV | 180257210G | MALAGHAN(B.BAGEWADI)_110KV | BANK-3 | F15 | G | F15-KUBAKADDI | AGRICULTURE | VIJAYAPUR | VIJAYAPUR | BELAGAVI | VIJAYAPUR | B.BAGEWADI | NIDAGUNDI | KOLHAR
3356 | B.BAGEWADI_220KV | B.BAGEWADI_220KV | 180257210H | MALAGHAN(B.BAGEWADI)_110KV | BANK-2 | F08 | H | F08-RONIHAL | AGRICULTURE | VIJAYAPUR | B.BAGEWADI | BELAGAVI | VIJAYAPUR | B.BAGEWADI | NIDAGUNDI | KUDAGI
3357 | B.BAGEWADI_220KV | B.BAGEWADI_220KV | 180257210J | MALAGHAN(B.BAGEWADI)_110KV | BANK-2 | F09 | J | F09-MALGHAN NJY | NJY | VIJAYAPUR | KOLHAR | BELAGAVI | VIJAYAPUR | B.BAGEWADI | NIDAGUNDI | KUDAGI
3358 | B.BAGEWADI_220KV | B.BAGEWADI_220KV | 180257210K | MALAGHAN(B.BAGEWADI)_110KV | BANK-2 | F10 | K | F10-KOLAR RC | AGRICULTURE | VIJAYAPUR | B.BAGEWADI | BELAGAVI | VIJAYAPUR | B.BAGEWADI | NIDAGUNDI | KOLHAR
3359 | B.BAGEWADI_220KV | B.BAGEWADI_220KV | 180257210L | MALAGHAN(B.BAGEWADI)_110KV | BANK-2 | F11 | L | F11-ASANGI | AGRICULTURE | VIJAYAPUR | B.BAGEWADI | BELAGAVI | VIJAYAPUR | B.BAGEWADI | NIDAGUNDI | KOLHAR
3360 | B.BAGEWADI_220KV | B.BAGEWADI_220KV | 180257210N | MALAGHAN(B.BAGEWADI)_110KV | BANK-2 | F12 | N | F12-NEW MASUTHI | AGRICULTURE | VIJAYAPUR | B.BAGEWADI | BELAGAVI | VIJAYAPUR | B.BAGEWADI | NIDAGUNDI | KUDAGI
3361 | B.BAGEWADI_220KV | B.BAGEWADI_220KV | 180257210M | MALAGHAN(B.BAGEWADI)_110KV | BANK-3 | F13 | M | F13-HIREASANGI | AGRICULTURE | VIJAYAPUR | B.BAGEWADI | BELAGAVI | VIJAYAPUR | B.BAGEWADI | NIDAGUNDI | KOLHAR
3362 | B.BAGEWADI_220KV | B.BAGEWADI_220KV | 182405210I | MALAGHAN(B.BAGEWADI)_110KV | BANK-3 | F14 | I | F14-HALLAD GENNUR | AGRICULTURE | VIJAYAPUR | B.BAGEWADI | BELAGAVI | VIJAYAPUR | B.BAGEWADI | NIDAGUNDI | KOLHAR
3363 | B.BAGEWADI_220KV | B.BAGEWADI_220KV | 182405210F | MALAGHAN(B.BAGEWADI)_110KV | BANK-3 | F05 | F | F05-KAKHANDAKI MADDI IP | AGRICULTURE | VIJAYAPUR | BABALESHWAR | BELAGAVI | VIJAYAPUR | VIJAYAPUR | BABALESHWAR | BABALESHWAR
3364 | B.BAGEWADI_220KV | B.BAGEWADI_220KV | 182405210Q | MALAGHAN(B.BAGEWADI)_110KV | BANK-3 | F07 | Q | F07-KARJOL | AGRICULTURE | VIJAYAPUR | BABALESHWAR | BELAGAVI | VIJAYAPUR | VIJAYAPUR | BABALESHWAR | MAMADAPUR
3365 | B.BAGEWADI_220KV | B.BAGEWADI_220KV | 180257210P | MALAGHAN(B.BAGEWADI)_110KV | BANK-3 | F16 | P | F16-NEW RONIHAL | AGRICULTURE | VIJAYAPUR | KOLHAR | BELAGAVI | VIJAYAPUR | B.BAGEWADI | NIDAGUNDI | KOLHAR
3366 | B.BAGEWADI_220KV | B.BAGEWADI_220KV | 180257210Q | MALAGHAN(B.BAGEWADI)_110KV | BANK-1 | F06 | Q | F06-MALAGHAN | AGRICULTURE | VIJAYAPUR | KOLHAR | BELAGAVI | VIJAYAPUR | B.BAGEWADI | NIDAGUNDI | KUDAGI
3367 | B.BAGEWADI_220KV | B.BAGEWADI_220KV | 180257210R | MALAGHAN(B.BAGEWADI)_110KV | BANK-3 | F17 | R | F17-KALAGURKI NJY | NJY | VIJAYAPUR | KOLHAR | BELAGAVI | VIJAYAPUR | B.BAGEWADI | NIDAGUNDI | KOLHAR
3372 | MAHALINGAPUR_220KV | MAHALINGAPUR_220KV | 111750211A | MALALI_33KV | BANK-1 | F01 | A | F01-KAMAT | AGRICULTURE | BAGALKOT | MUDHOL | BELAGAVI | BAGALKOT | MUDHOL | MUDHOL | MUGALKHOD
3373 | MAHALINGAPUR_220KV | MAHALINGAPUR_220KV | 111750211B | MALALI_33KV | BANK-1 | F02 | B | F02-MALALI NJY | NJY | BAGALKOT | MUDHOL | BELAGAVI | BAGALKOT | MUDHOL | MUDHOL | MUGALKHOD
3374 | MAHALINGAPUR_220KV | MAHALINGAPUR_220KV | 111750211C | MALALI_33KV | BANK-1 | F03 | C | F03-RIVER BED | AGRICULTURE | BAGALKOT | MUDHOL | BELAGAVI | BAGALKOT | MUDHOL | MUDHOL | MUGALKHOD
3376 | MAHALINGAPUR_220KV | MAHALINGAPUR_220KV | 111750211E | MALALI_33KV | BANK-2 | F05 | E | F05-NAGARAL | AGRICULTURE | BAGALKOT | MUDHOL | BELAGAVI | BAGALKOT | MUDHOL | MUDHOL | MUGALKHOD
3377 | MAHALINGAPUR_220KV | MAHALINGAPUR_220KV | 111750211F | MALALI_33KV | BANK-2 | F06 | F | F06-MUGULKOD | AGRICULTURE | BAGALKOT | MUDHOL | BELAGAVI | BAGALKOT | MUDHOL | MUDHOL | MUGALKHOD
3378 | MAHALINGAPUR_220KV | MAHALINGAPUR_220KV | 111750211G | MALALI_33KV | BANK-2 | F07 | G | F07-NEW KAMAT | AGRICULTURE | BAGALKOT | MUDHOL | BELAGAVI | BAGALKOT | MUDHOL | MUDHOL | MUGALKHOD
3379 | MAHALINGAPUR_220KV | MAHALINGAPUR_220KV | 111750211H | MALALI_33KV | BANK-2 | F08 | H | F08-MUGULKOD MULTI VILLAGE W/S | WATER SUPPLY | BAGALKOT | MUDHOL | BELAGAVI | BAGALKOT | MUDHOL | MUDHOL | MUGALKHOD
3383 | AHERI_220KV | AHERI_220KV | 181675212B | MALGHAN(SINDAGI)_110KV | BANK-1 | F02 | B | F02-JATNAL | AGRICULTURE | VIJAYAPUR | SINDAGI | BELAGAVI | VIJAYAPUR | INDI | SINDAGI | MORATAGI
3384 | AHERI_220KV | AHERI_220KV | 181675212C | MALGHAN(SINDAGI)_110KV | BANK-1 | F03 | C | F03-MALGHAN NJY | NJY | VIJAYAPUR | SINDAGI | BELAGAVI | VIJAYAPUR | INDI | SINDAGI | SINDAGI RURAL
3385 | AHERI_220KV | AHERI_220KV | 181675212D | MALGHAN(SINDAGI)_110KV | BANK-1 | F04 | D | F04-MALGHAN | AGRICULTURE | VIJAYAPUR | SINDAGI | BELAGAVI | VIJAYAPUR | INDI | SINDAGI | SINDAGI RURAL
3386 | AHERI_220KV | AHERI_220KV | 181675212E | MALGHAN(SINDAGI)_110KV | BANK-1 | F07 | E | F07-AHERI | AGRICULTURE | VIJAYAPUR | SINDAGI | BELAGAVI | VIJAYAPUR | INDI | SINDAGI | MORATAGI
3387 | AHERI_220KV | AHERI_220KV | 181675212F | MALGHAN(SINDAGI)_110KV | BANK-1 | F06 | F | F06-MADARI | AGRICULTURE | VIJAYAPUR | SINDAGI | BELAGAVI | VIJAYAPUR | INDI | SINDAGI | ALMEL
3388 | AHERI_220KV | AHERI_220KV | 181675212S | MALGHAN(SINDAGI)_110KV | BANK-1 | F05 | S | F05-BASAVA | AGRICULTURE | VIJAYAPUR | ALMEL | BELAGAVI | VIJAYAPUR | INDI | SINDAGI | ALMEL
3389 | AHERI_220KV | AHERI_220KV | 181675212T | MALGHAN(SINDAGI)_110KV | BANK-2 | F09 | T | F09-JAKKANESHWARI IP | AGRICULTURE | VIJAYAPUR | SINDAGI | BELAGAVI | VIJAYAPUR | INDI | SINDAGI | SINDAGI RURAL
3390 | AHERI_220KV | AHERI_220KV | 181675212J | MALGHAN(SINDAGI)_110KV | BANK-3 | F18 | J | F18-KAKKALAMELI | AGRICULTURE | VIJAYAPUR | SINDAGI | BELAGAVI | VIJAYAPUR | INDI | SINDAGI | SINDAGI RURAL
3391 | AHERI_220KV | AHERI_220KV | 181675212H | MALGHAN(SINDAGI)_110KV | BANK-2 | F08 | H | F08-MANGALORE | AGRICULTURE | VIJAYAPUR | SINDAGI | BELAGAVI | VIJAYAPUR | INDI | SINDAGI | MORATAGI
3392 | AHERI_220KV | AHERI_220KV | 181675212K | MALGHAN(SINDAGI)_110KV | BANK-3 | F14 | K | F14-DEVARNAVADAGI | AGRICULTURE | VIJAYAPUR | SINDAGI | BELAGAVI | VIJAYAPUR | INDI | SINDAGI | DEVANAGAON
3393 | AHERI_220KV | AHERI_220KV | 181675212L | MALGHAN(SINDAGI)_110KV | BANK-2 | F13 | L | F13-ALAHALLI | AGRICULTURE | VIJAYAPUR | SINDAGI | BELAGAVI | VIJAYAPUR | INDI | SINDAGI | DEVANAGAON
3394 | AHERI_220KV | AHERI_220KV | 181675212M | MALGHAN(SINDAGI)_110KV | BANK-3 | F17 | M | F17-ASANGIHAL | AGRICULTURE | VIJAYAPUR | SINDAGI | BELAGAVI | VIJAYAPUR | INDI | SINDAGI | SINDAGI RURAL
3395 | AHERI_220KV | AHERI_220KV | 181675212N | MALGHAN(SINDAGI)_110KV | BANK-2 | F11 | N | F11-UCHITANAVADAGI IP | AGRICULTURE | VIJAYAPUR | ALMEL | BELAGAVI | VIJAYAPUR | INDI | SINDAGI | ALMEL
3396 | AHERI_220KV | AHERI_220KV | 181675212O | MALGHAN(SINDAGI)_110KV | BANK-2 | F12 | O | F12-MARIYAL IP | AGRICULTURE | VIJAYAPUR | ALMEL | BELAGAVI | VIJAYAPUR | INDI | SINDAGI | DEVANAGAON
3397 | AHERI_220KV | AHERI_220KV | 181675212P | MALGHAN(SINDAGI)_110KV | BANK-3 | F15 | P | F15-SOMAJAL IP | AGRICULTURE | VIJAYAPUR | ALMEL | BELAGAVI | VIJAYAPUR | INDI | SINDAGI | SINDAGI RURAL
3398 | AHERI_220KV | AHERI_220KV | 181675212Q | MALGHAN(SINDAGI)_110KV | BANK-3 | F16 | Q | F16-HAVAMALLINATH | AGRICULTURE | VIJAYAPUR | ALMEL | BELAGAVI | VIJAYAPUR | INDI | SINDAGI | DEVANAGAON
3399 | AHERI_220KV | AHERI_220KV | 181675212R | MALGHAN(SINDAGI)_110KV | BANK-2 | F10 | R | F10-KORALLI NJY | NJY | VIJAYAPUR | ALMEL | BELAGAVI | VIJAYAPUR | INDI | SINDAGI | ALMEL
3404 | SAUNDATTI_220KV | MUNAVALLI_110KV | 120471473A | MALLUR_110KV | BANK-1 | F01 | A | F01-MALAPRABHA IP | AGRICULTURE | BELAGAVI | SAUNDATTI | BELAGAVI | BELAGAVI | BAILHONGAL | SAUNDATTI | MALLUR
3405 | SAUNDATTI_220KV | MUNAVALLI_110KV | 120471473B | MALLUR_110KV | BANK-1 | F02 | B | F02-CHAKRAGIRI IP | AGRICULTURE | BELAGAVI | SAUNDATTI | BELAGAVI | BELAGAVI | BAILHONGAL | SAUNDATTI | MURAGOD
3406 | SAUNDATTI_220KV | MUNAVALLI_110KV | 120471473C | MALLUR_110KV | BANK-1 | F03 | C | F03-YAKKUNDI IP | AGRICULTURE | BELAGAVI | SAUNDATTI | BELAGAVI | BELAGAVI | BAILHONGAL | SAUNDATTI | MURAGOD
3407 | SAUNDATTI_220KV | MUNAVALLI_110KV | 120471473D | MALLUR_110KV | BANK-1 | F04 | D | F04-KATRAL IP | AGRICULTURE | BELAGAVI | SAUNDATTI | BELAGAVI | BELAGAVI | BAILHONGAL | SAUNDATTI | MURAGOD
3408 | SAUNDATTI_220KV | MUNAVALLI_110KV | 120471473E | MALLUR_110KV | BANK-1 | F05 | E | F05-BADLI NJY | NJY | BELAGAVI | SAUNDATTI | BELAGAVI | BELAGAVI | BAILHONGAL | SAUNDATTI | MURAGOD
3409 | SAUNDATTI_220KV | MUNAVALLI_110KV | 120471473F | MALLUR_110KV | BANK-1 | F06 | F | F06-MALLUR LIS | LIFT IRRIGATION | BELAGAVI | SAUNDATTI | BELAGAVI | BELAGAVI | BAILHONGAL | SAUNDATTI | MALLUR
3410 | SAUNDATTI_220KV | MUNAVALLI_110KV | 120471473G | MALLUR_110KV | BANK-2 | F07 | G | F07-BADLI WATER SUPPLY | WATER SUPPLY | BELAGAVI | SAUNDATTI | BELAGAVI | BELAGAVI | BAILHONGAL | SAUNDATTI | MALLUR
3411 | SAUNDATTI_220KV | MUNAVALLI_110KV | 120471473H | MALLUR_110KV | BANK-2 | F08 | H | F08-MALLUR NJY | NJY | BELAGAVI | SAUNDATTI | BELAGAVI | BELAGAVI | BAILHONGAL | SAUNDATTI | MALLUR
3412 | SAUNDATTI_220KV | MUNAVALLI_110KV | 120471473I | MALLUR_110KV | BANK-2 | F09 | I | F09-MALLUR RB IP | AGRICULTURE | BELAGAVI | SAUNDATTI | BELAGAVI | BELAGAVI | BAILHONGAL | SAUNDATTI | MALLUR
3413 | SAUNDATTI_220KV | MUNAVALLI_110KV | 120471473J | MALLUR_110KV | BANK-2 | F10 | J | F10-KAGIHAL IP | AGRICULTURE | BELAGAVI | SAUNDATTI | BELAGAVI | BELAGAVI | BAILHONGAL | SAUNDATTI | MALLUR
3414 | SAUNDATTI_220KV | MUNAVALLI_110KV | 120471473K | MALLUR_110KV | BANK-2 | F11 | K | F11-BANDEMMA GUDI IP | AGRICULTURE | BELAGAVI | SAUNDATTI | BELAGAVI | BELAGAVI | BAILHONGAL | SAUNDATTI | MALLUR
3415 | B.BAGEWADI_220KV | B.BAGEWADI_220KV | 182405214A | MAMADAPUR(B.BAGEWADI)_110KV | BANK-3 | F12 | A | F12-HOLE HANGARAGI | AGRICULTURE | VIJAYAPUR | VIJAYAPUR | BELAGAVI | VIJAYAPUR | VIJAYAPUR | BABALESHWAR | MAMADAPUR
3416 | B.BAGEWADI_220KV | B.BAGEWADI_220KV | 182405214C | MAMADAPUR(B.BAGEWADI)_110KV | BANK-1 | F03 | C | F03-UPPALADDINNI NEW IP | AGRICULTURE | VIJAYAPUR | VIJAYAPUR | BELAGAVI | VIJAYAPUR | VIJAYAPUR | BABALESHWAR | MAMADAPUR
3417 | B.BAGEWADI_220KV | B.BAGEWADI_220KV | 182405214D | MAMADAPUR(B.BAGEWADI)_110KV | BANK-2 | F10 | D | F10-MANGALUR IP | AGRICULTURE | VIJAYAPUR | VIJAYAPUR | BELAGAVI | VIJAYAPUR | VIJAYAPUR | BABALESHWAR | MAMADAPUR
3418 | B.BAGEWADI_220KV | B.BAGEWADI_220KV | 182405214E | MAMADAPUR(B.BAGEWADI)_110KV | BANK-1 | F05 | E | F05-BELLUBBI | AGRICULTURE | VIJAYAPUR | VIJAYAPUR | BELAGAVI | VIJAYAPUR | VIJAYAPUR | BABALESHWAR | MAMADAPUR
3419 | B.BAGEWADI_220KV | B.BAGEWADI_220KV | 182405214F | MAMADAPUR(B.BAGEWADI)_110KV | BANK-2 | F06 | F | F06-KODABAGI | AGRICULTURE | VIJAYAPUR | VIJAYAPUR | BELAGAVI | VIJAYAPUR | VIJAYAPUR | BABALESHWAR | MAMADAPUR
3420 | B.BAGEWADI_220KV | B.BAGEWADI_220KV | 182405214G | MAMADAPUR(B.BAGEWADI)_110KV | BANK-3 | F11 | G | F11-KAMBAGI JACKWELL W/S | WATER SUPPLY | VIJAYAPUR | VIJAYAPUR | BELAGAVI | VIJAYAPUR | VIJAYAPUR | BABALESHWAR | KAMBAGI
3421 | B.BAGEWADI_220KV | B.BAGEWADI_220KV | 182405214S | MAMADAPUR(B.BAGEWADI)_110KV | BANK-2 | F09 | S | F09-TANDA | AGRICULTURE | VIJAYAPUR | BABALESHWAR | BELAGAVI | VIJAYAPUR | VIJAYAPUR | BABALESHWAR | MAMADAPUR
3422 | B.BAGEWADI_220KV | B.BAGEWADI_220KV | 182405214I | MAMADAPUR(B.BAGEWADI)_110KV | BANK-1 | F01 | I | F01-NEW JAINAPUR IP | AGRICULTURE | VIJAYAPUR | VIJAYAPUR | BELAGAVI | VIJAYAPUR | VIJAYAPUR | BABALESHWAR | MAMADAPUR
3423 | B.BAGEWADI_220KV | B.BAGEWADI_220KV | 182405214J | MAMADAPUR(B.BAGEWADI)_110KV | BANK-2 | F08 | J | F08-MAMADAPUR NJY | NJY | VIJAYAPUR | VIJAYAPUR | BELAGAVI | VIJAYAPUR | VIJAYAPUR | BABALESHWAR | MAMADAPUR
3424 | B.BAGEWADI_220KV | B.BAGEWADI_220KV | 182405214T | MAMADAPUR(B.BAGEWADI)_110KV | BANK-1 | F04 | T | F04-TELI VASTI | AGRICULTURE | VIJAYAPUR | BABALESHWAR | BELAGAVI | VIJAYAPUR | VIJAYAPUR | BABALESHWAR | MAMADAPUR
3425 | B.BAGEWADI_220KV | B.BAGEWADI_220KV | 182405214L | MAMADAPUR(B.BAGEWADI)_110KV | BANK-1 | F02 | L | F02-MAMADAPUR IP | AGRICULTURE | VIJAYAPUR | VIJAYAPUR | BELAGAVI | VIJAYAPUR | VIJAYAPUR | BABALESHWAR | MAMADAPUR
3426 | B.BAGEWADI_220KV | B.BAGEWADI_220KV | 182405214M | MAMADAPUR(B.BAGEWADI)_110KV | BANK-3 | F13 | M | F13-KODABAGI NJY | NJY | VIJAYAPUR | VIJAYAPUR | BELAGAVI | VIJAYAPUR | VIJAYAPUR | BABALESHWAR | MAMADAPUR
3427 | B.BAGEWADI_220KV | B.BAGEWADI_220KV | 182405214Q | MAMADAPUR(B.BAGEWADI)_110KV | BANK-4 | F17 | Q | F17-UPPALADINNI OLD | AGRICULTURE | VIJAYAPUR | VIJAYAPUR | BELAGAVI | VIJAYAPUR | VIJAYAPUR | BABALESHWAR | MAMADAPUR
3428 | B.BAGEWADI_220KV | B.BAGEWADI_220KV | 182405214R | MAMADAPUR(B.BAGEWADI)_110KV | BANK-4 | F16 | R | F16-MAMADAPUR TANK IP | AGRICULTURE | VIJAYAPUR | BABALESHWAR | BELAGAVI | VIJAYAPUR | VIJAYAPUR | BABALESHWAR | MAMADAPUR
3429 | B.BAGEWADI_220KV | B.BAGEWADI_220KV | 182405214N | MAMADAPUR(B.BAGEWADI)_110KV | BANK-2 | F07 | N | F07-MADAGUNAKI | AGRICULTURE | VIJAYAPUR | VIJAYAPUR | BELAGAVI | VIJAYAPUR | VIJAYAPUR | BABALESHWAR | MAMADAPUR
3430 | B.BAGEWADI_220KV | B.BAGEWADI_220KV | 182405214O | MAMADAPUR(B.BAGEWADI)_110KV | BANK-4 | F14 | O | F14-HANCHINAL IP | AGRICULTURE | VIJAYAPUR | VIJAYAPUR | BELAGAVI | VIJAYAPUR | VIJAYAPUR | BABALESHWAR | MAMADAPUR
3431 | B.BAGEWADI_220KV | B.BAGEWADI_220KV | 182405214P | MAMADAPUR(B.BAGEWADI)_110KV | BANK-4 | F15 | P | F15-KBJNL WATER SUPPLY | WATER SUPPLY | VIJAYAPUR | BABALESHWAR | BELAGAVI | VIJAYAPUR | VIJAYAPUR | BABALESHWAR | MAMADAPUR
3435 | GHATAPRABHA_220KV | GHATAPRABHA_220KV | 121130360A | MAMADAPUR(GHATAPRABHA)_110KV | BANK-2 | F12 | A | F12-GOSABAL | AGRICULTURE | BELAGAVI | GOKAK | BELAGAVI | BELAGAVI | GHATAPRABHA | GOKAK | MAMADAPUR
3436 | GHATAPRABHA_220KV | GHATAPRABHA_220KV | 121130360B | MAMADAPUR(GHATAPRABHA)_110KV | BANK-1 | F03 | B | F03-KEMMANAKOL | AGRICULTURE | BELAGAVI | GOKAK | BELAGAVI | BELAGAVI | GHATAPRABHA | GOKAK | MAMADAPUR
3437 | GHATAPRABHA_220KV | GHATAPRABHA_220KV | 121130360C | MAMADAPUR(GHATAPRABHA)_110KV | BANK-1 | F02 | C | F02-BETAGERI | AGRICULTURE | BELAGAVI | GOKAK | BELAGAVI | BELAGAVI | GHATAPRABHA | GOKAK | MAMADAPUR
3438 | GHATAPRABHA_220KV | GHATAPRABHA_220KV | 121130360D | MAMADAPUR(GHATAPRABHA)_110KV | BANK-1 | F16 | D | F16-HIREHATTI | AGRICULTURE | BELAGAVI | GOKAK | BELAGAVI | BELAGAVI | GHATAPRABHA | GOKAK | GOKAK-R
3439 | GHATAPRABHA_220KV | GHATAPRABHA_220KV | 121130360E | MAMADAPUR(GHATAPRABHA)_110KV | BANK-1 | F04 | E | F04-CHIKKANANDI IP | AGRICULTURE | BELAGAVI | GOKAK | BELAGAVI | BELAGAVI | GHATAPRABHA | GOKAK | GOKAK-R
3440 | GHATAPRABHA_220KV | GHATAPRABHA_220KV | 121130360F | MAMADAPUR(GHATAPRABHA)_110KV | BANK-1 | F05 | F | F05-HIRENANDI IP | AGRICULTURE | BELAGAVI | GOKAK | BELAGAVI | BELAGAVI | GHATAPRABHA | GOKAK | GOKAK-R
3441 | GHATAPRABHA_220KV | GHATAPRABHA_220KV | 121130360G | MAMADAPUR(GHATAPRABHA)_110KV | BANK-2 | F18 | G | F18-PANCHANAIKANHATTI | AGRICULTURE | BELAGAVI | GOKAK | BELAGAVI | BELAGAVI | GHATAPRABHA | GOKAK | GOKAK-R
3442 | GHATAPRABHA_220KV | GHATAPRABHA_220KV | 121130360H | MAMADAPUR(GHATAPRABHA)_110KV | BANK-2 | F08 | H | F08-AJJANAKATTI | AGRICULTURE | BELAGAVI | GOKAK | BELAGAVI | BELAGAVI | GHATAPRABHA | GOKAK | MAMADAPUR
3443 | GHATAPRABHA_220KV | GHATAPRABHA_220KV | 121130360I | MAMADAPUR(GHATAPRABHA)_110KV | BANK-2 | F09 | I | F09-DUNDANATTI NJY | NJY | BELAGAVI | GOKAK | BELAGAVI | BELAGAVI | GHATAPRABHA | GOKAK | GOKAK-R
3444 | GHATAPRABHA_220KV | GHATAPRABHA_220KV | 121130360N | MAMADAPUR(GHATAPRABHA)_110KV | BANK-2 | F07 | N | F07-MAMADAPUR IP | AGRICULTURE | BELAGAVI | GOKAK | BELAGAVI | BELAGAVI | GHATAPRABHA | GOKAK | MAMADAPUR
3445 | GHATAPRABHA_220KV | GHATAPRABHA_220KV | 120471360M | MAMADAPUR(GHATAPRABHA)_110KV | BANK-2 | F17 | M | F17-BALAJI MINERALS | INDUSTRIAL | BELAGAVI | GOKAK | BELAGAVI | BELAGAVI | BAILHONGAL | SAUNDATTI | YARAGATTI
3446 | GHATAPRABHA_220KV | GHATAPRABHA_220KV | 121130360K | MAMADAPUR(GHATAPRABHA)_110KV | BANK-2 | F11 | K | F11-MAMADAPUR NJY | NJY | BELAGAVI | GOKAK | BELAGAVI | BELAGAVI | GHATAPRABHA | GOKAK | MAMADAPUR
3447 | GHATAPRABHA_220KV | GHATAPRABHA_220KV | 121130360L | MAMADAPUR(GHATAPRABHA)_110KV | BANK-1 | F01 | L | F01-MARADI SHIVAPUR | AGRICULTURE | BELAGAVI | GOKAK | BELAGAVI | BELAGAVI | GHATAPRABHA | GOKAK | MAMADAPUR
3448 | GHATAPRABHA_220KV | GHATAPRABHA_220KV | 121130360Q | MAMADAPUR(GHATAPRABHA)_110KV | BANK-2 | F10 | Q | F10-SHAKTI NAGAR | AGRICULTURE | BELAGAVI | GOKAK | BELAGAVI | BELAGAVI | GHATAPRABHA | GOKAK | GOKAK-R
3449 | GHATAPRABHA_220KV | GHATAPRABHA_220KV | 121130360R | MAMADAPUR(GHATAPRABHA)_110KV | BANK-3 | F19 | R | F19-SIDDAROOD MATH | AGRICULTURE | BELAGAVI | GOKAK | BELAGAVI | BELAGAVI | GHATAPRABHA | GOKAK | GOKAK-R
3450 | GHATAPRABHA_220KV | GHATAPRABHA_220KV | 121130360S | MAMADAPUR(GHATAPRABHA)_110KV | BANK-1 | F15 | S | F15-NAVALGUND MATH | AGRICULTURE | BELAGAVI | GOKAK | BELAGAVI | BELAGAVI | GHATAPRABHA | GOKAK | GOKAK-R
3451 | GHATAPRABHA_220KV | GHATAPRABHA_220KV | 121130360T | MAMADAPUR(GHATAPRABHA)_110KV | BANK-1 | F06 | T | F06-BAGARNAL IP | AGRICULTURE | BELAGAVI | GOKAK | BELAGAVI | BELAGAVI | GHATAPRABHA | GOKAK | MAMADAPUR
3458 | B.BAGEWADI_220KV | B.BAGEWADI_220KV | 180204215A | MANAGULI_33KV | BANK-1 | F02 | A | F02-KALABURKI IP | AGRICULTURE | VIJAYAPUR | B.BAGEWADI | BELAGAVI | VIJAYAPUR | B.BAGEWADI | B.BAGEWADI | MANAGULI
3459 | B.BAGEWADI_220KV | B.BAGEWADI_220KV | 180204215D | MANAGULI_33KV | BANK-2 | F07 | D | F07-MULAWAD IP | AGRICULTURE | VIJAYAPUR | B.BAGEWADI | BELAGAVI | VIJAYAPUR | B.BAGEWADI | B.BAGEWADI | MANAGULI
3460 | B.BAGEWADI_220KV | B.BAGEWADI_220KV | 180204215E | MANAGULI_33KV | BANK-2 | F05 | E | F05-MANAGULI NJY | NJY | VIJAYAPUR | B.BAGEWADI | BELAGAVI | VIJAYAPUR | B.BAGEWADI | B.BAGEWADI | MANAGULI
3461 | B.BAGEWADI_220KV | B.BAGEWADI_220KV | 180204215F | MANAGULI_33KV | BANK-1 | F04 | F | F04-BASAVA IP | AGRICULTURE | VIJAYAPUR | B.BAGEWADI | BELAGAVI | VIJAYAPUR | B.BAGEWADI | B.BAGEWADI | MANAGULI
3462 | B.BAGEWADI_220KV | B.BAGEWADI_220KV | 180204215G | MANAGULI_33KV | BANK-2 | F06 | G | F06-UTNAL IP | AGRICULTURE | VIJAYAPUR | B.BAGEWADI | BELAGAVI | VIJAYAPUR | B.BAGEWADI | B.BAGEWADI | MANAGULI
3463 | B.BAGEWADI_220KV | B.BAGEWADI_220KV | 180204215H | MANAGULI_33KV | BANK-1 | F03 | H | F03-YARANAL NJY | NJY | VIJAYAPUR | B.BAGEWADI | BELAGAVI | VIJAYAPUR | B.BAGEWADI | B.BAGEWADI | MANAGULI
3464 | B.BAGEWADI_220KV | B.BAGEWADI_220KV | 180204215I | MANAGULI_33KV | BANK-1 | F01 | I | F01-HATTARAKIHAL IP | AGRICULTURE | VIJAYAPUR | B.BAGEWADI | BELAGAVI | VIJAYAPUR | B.BAGEWADI | B.BAGEWADI | MANAGULI
3469 | KUDACHI_220KV | UGAR_110KV | 130178216A | MANGASULI_33KV | BANK-1 | F01 | A | F01-LIS MANGASULI | LIFT IRRIGATION | BELAGAVI | ATHANI | BELAGAVI | CHIKKODI | ATHANI | UGAR | UGAR
3470 | KUDACHI_220KV | UGAR_110KV | 130178216B | MANGASULI_33KV | BANK-1 | F02 | B | F02-LOKUR | AGRICULTURE | BELAGAVI | ATHANI | BELAGAVI | CHIKKODI | ATHANI | UGAR | UGAR
3471 | KUDACHI_220KV | UGAR_110KV | 130178216C | MANGASULI_33KV | BANK-1 | F03 | C | F03-MALLAYYA | AGRICULTURE | BELAGAVI | ATHANI | BELAGAVI | CHIKKODI | ATHANI | UGAR | UGAR
3472 | KUDACHI_220KV | UGAR_110KV | 130178216D | MANGASULI_33KV | BANK-2 | F04 | D | F04-MANGASULI NJY | NJY | BELAGAVI | ATHANI | BELAGAVI | CHIKKODI | ATHANI | UGAR | UGAR
3473 | KUDACHI_220KV | UGAR_110KV | 130178216E | MANGASULI_33KV | BANK-2 | F05 | E | F05-MANGSULI IP | AGRICULTURE | BELAGAVI | ATHANI | BELAGAVI | CHIKKODI | ATHANI | UGAR | UGAR
3474 | KUDACHI_220KV | UGAR_110KV | 130178216F | MANGASULI_33KV | BANK-2 | F06 | F | F06-KALLAL | AGRICULTURE | BELAGAVI | ATHANI | BELAGAVI | CHIKKODI | ATHANI | UGAR | UGAR
3475 | KUDACHI_220KV | UGAR_110KV | 130178216H | MANGASULI_33KV | BANK-2 | F07 | H | F07-KODI IP | AGRICULTURE | BELAGAVI | KAGAWAD | BELAGAVI | CHIKKODI | ATHANI | UGAR | UGAR
3476 | KUDACHI_220KV | UGAR_110KV | 130178216I | MANGASULI_33KV | BANK-3 | F08 | I | F08-BIRESHWAR GUDI | AGRICULTURE | BELAGAVI | KAGAWAD | BELAGAVI | CHIKKODI | ATHANI | UGAR | AINAPUR
3477 | KUDACHI_220KV | UGAR_110KV | 130178216J | MANGASULI_33KV | BANK-1 | F09 | J | F09-BHAGATA MALA | AGRICULTURE | BELAGAVI | KAGAWAD | BELAGAVI | CHIKKODI | ATHANI | UGAR | AINAPUR
3478 | KUDACHI_220KV | UGAR_110KV | 130178216K | MANGASULI_33KV | BANK-1 | F10 | K | F10-GANGA JAMUNA | AGRICULTURE | BELAGAVI | KAGAWAD | BELAGAVI | CHIKKODI | ATHANI | UGAR | AINAPUR
3480 | SIRSI_220KV | MURUDESHWAR_110KV | 272737438B | MANKI_33KV | BANK-1 | F02 | B | F02-CHITTAR | RURAL | UTTAR KANNADA | HONNAVAR | HUBBALLI | SIRSI | HONNAVAR | HONNAVAR | KASARKOD
3481 | SIRSI_220KV | MURUDESHWAR_110KV | 272737438A | MANKI_33KV | BANK-1 | F01 | A | F01-HAMAKKI | RURAL | UTTAR KANNADA | HONNAVAR | HUBBALLI | SIRSI | HONNAVAR | HONNAVAR | KASARKOD
3482 | SIRSI_220KV | MURUDESHWAR_110KV | 272737438C | MANKI_33KV | BANK-1 | F03 | C | F03-ADUKEKULI | RURAL | UTTAR KANNADA | HONNAVAR | HUBBALLI | SIRSI | HONNAVAR | HONNAVAR | KASARKOD
3483 | SIRSI_220KV | MURUDESHWAR_110KV | 272737438D | MANKI_33KV | BANK-2 | F04 | D | F04-BANASALE | RURAL | UTTAR KANNADA | HONNAVAR | HUBBALLI | SIRSI | HONNAVAR | HONNAVAR | KASARKOD
3484 | SIRSI_220KV | MURUDESHWAR_110KV | 272737438E | MANKI_33KV | BANK-2 | F05 | E | F05-MANKI TOWN | RURAL | UTTAR KANNADA | HONNAVAR | HUBBALLI | SIRSI | HONNAVAR | HONNAVAR | KASARKOD
3485 | SIRSI_220KV | MURUDESHWAR_110KV | 272737438F | MANKI_33KV | BANK-2 | F06 | F | F06-KOTA | RURAL | UTTAR KANNADA | HONNAVAR | HUBBALLI | SIRSI | HONNAVAR | HONNAVAR | KASARKOD
3486 | VAJRAMATTI_220KV | VAJRAMATTI_220KV | 111952217A | MANTUR_110KV | BANK-1 | F01 | A | F01-BUDNI PM 1 | AGRICULTURE | BAGALKOT | MUDHOL | BELAGAVI | BAGALKOT | MUDHOL | MUDHOL | SO-IV(MANTUR)
3487 | VAJRAMATTI_220KV | VAJRAMATTI_220KV | 111952217B | MANTUR_110KV | BANK-1 | F02 | B | F02-APDRP(MANTUR) | AGRICULTURE | BAGALKOT | MUDHOL | BELAGAVI | BAGALKOT | MUDHOL | MUDHOL | SO-IV(MANTUR)
3488 | VAJRAMATTI_220KV | VAJRAMATTI_220KV | 111952217C | MANTUR_110KV | BANK-1 | F03 | C | F03-KISHORI | AGRICULTURE | BAGALKOT | MUDHOL | BELAGAVI | BAGALKOT | MUDHOL | MUDHOL | SO-IV(MANTUR)
3489 | VAJRAMATTI_220KV | VAJRAMATTI_220KV | 111952217D | MANTUR_110KV | BANK-2 | F06 | D | F06-OLDMANTUR | AGRICULTURE | BAGALKOT | MUDHOL | BELAGAVI | BAGALKOT | MUDHOL | MUDHOL | SO-IV(MANTUR)
3490 | VAJRAMATTI_220KV | VAJRAMATTI_220KV | 111952217E | MANTUR_110KV | BANK-1 | F05 | E | F05-MANTUR NJY | NJY | BAGALKOT | MUDHOL | BELAGAVI | BAGALKOT | MUDHOL | MUDHOL | SO-IV(MANTUR)
3491 | VAJRAMATTI_220KV | VAJRAMATTI_220KV | 111952217F | MANTUR_110KV | BANK-1 | F04 | F | F04-BUDNI PM 2 | AGRICULTURE | BAGALKOT | MUDHOL | BELAGAVI | BAGALKOT | MUDHOL | MUDHOL | SO-IV(MANTUR)
3492 | VAJRAMATTI_220KV | VAJRAMATTI_220KV | 111952217G | MANTUR_110KV | BANK-3 | F12 | G | F12-ULLAGADDI STOP | AGRICULTURE | BAGALKOT | MUDHOL | BELAGAVI | BAGALKOT | MUDHOL | MUDHOL | SO-IV(MANTUR)
3493 | VAJRAMATTI_220KV | VAJRAMATTI_220KV | 111952217O | MANTUR_110KV | BANK-2 | F07 | O | F07-LAXMI GUDI | AGRICULTURE | BAGALKOT | MUDHOL | BELAGAVI | BAGALKOT | MUDHOL | MUDHOL | SO-IV(MANTUR)
3494 | VAJRAMATTI_220KV | VAJRAMATTI_220KV | 111952217I | MANTUR_110KV | BANK-2 | F09 | I | F09-DAB DABI | AGRICULTURE | BAGALKOT | MUDHOL | BELAGAVI | BAGALKOT | MUDHOL | MUDHOL | SO-IV(MANTUR)
3495 | VAJRAMATTI_220KV | VAJRAMATTI_220KV | 111952217J | MANTUR_110KV | BANK-2 | F10 | J | F10-MANTUR CANAL | AGRICULTURE | BAGALKOT | MUDHOL | BELAGAVI | BAGALKOT | MUDHOL | MUDHOL | SO-IV(MANTUR)
3496 | VAJRAMATTI_220KV | VAJRAMATTI_220KV | 111952217M | MANTUR_110KV | BANK-3 | F11 | M | F11-SIDDARUD SCHOOL IP | AGRICULTURE | BAGALKOT | MUDHOL | BELAGAVI | BAGALKOT | MUDHOL | MUDHOL | SO-IV(MANTUR)
3497 | VAJRAMATTI_220KV | VAJRAMATTI_220KV | 111952217N | MANTUR_110KV | BANK-3 | F13 | N | F13-SATTAGISAL IP | AGRICULTURE | BAGALKOT | MUDHOL | BELAGAVI | BAGALKOT | MUDHOL | MUDHOL | SO-IV(MANTUR)
3498 | VAJRAMATTI_220KV | VAJRAMATTI_220KV | 111952217L | MANTUR_110KV | BANK-3 | F15 | L | F15-BAVANASAL | AGRICULTURE | BAGALKOT | MUDHOL | BELAGAVI | BAGALKOT | MUDHOL | MUDHOL | SO-IV(MANTUR)
3499 | VAJRAMATTI_220KV | VAJRAMATTI_220KV | 111952217P | MANTUR_110KV | BANK-3 | F14 | P | F14-KONNUR MADDI | AGRICULTURE | BAGALKOT | MUDHOL | BELAGAVI | BAGALKOT | MUDHOL | MUDHOL | SO-IV(MANTUR)
3504 | GHATAPRABHA_220KV | GHATAPRABHA_220KV | 132060364B | MANTUR(RAIBAG)_110KV | BANK-1 | F13 | B | F13-JODATTI IP | AGRICULTURE | BELAGAVI | RAIBAG | BELAGAVI | CHIKKODI | RAIBAG | RAIBAG/CHIKKODI | MANTUR/CHIKKODI
3505 | GHATAPRABHA_220KV | GHATAPRABHA_220KV | 132060364A | MANTUR(RAIBAG)_110KV | BANK-1 | F15 | A | F15-JAGANUR WATER SUPPLY NJY | NJY | BELAGAVI | RAIBAG | BELAGAVI | CHIKKODI | CHIKKODI | CHIKKODI | KABBUR
3506 | GHATAPRABHA_220KV | GHATAPRABHA_220KV | 132060364C | MANTUR(RAIBAG)_110KV | BANK-1 | F14 | C | F14-BENDWAD NJY | NJY | BELAGAVI | RAIBAG | BELAGAVI | CHIKKODI | RAIBAG | RAIBAG | MANTUR
3507 | GHATAPRABHA_220KV | GHATAPRABHA_220KV | 121129364D | MANTUR(RAIBAG)_110KV | BANK-1 | F16 | D | F16-PAMALDINNI IP | AGRICULTURE | BELAGAVI | MUDALAGI | BELAGAVI | BELAGAVI | GHATAPRABHA | GHATAPRABHA | GHATAPRABHA-I
3508 | GHATAPRABHA_220KV | GHATAPRABHA_220KV | 132060364E | MANTUR(RAIBAG)_110KV | BANK-1 | F01 | E | F01-BENDWAD IP | AGRICULTURE | BELAGAVI | RAIBAG | BELAGAVI | CHIKKODI | RAIBAG | RAIBAG | MANTUR
3509 | GHATAPRABHA_220KV | GHATAPRABHA_220KV | 132034364F | MANTUR(RAIBAG)_110KV | BANK-1 | F04 | F | F04-DEVAPARATTI | AGRICULTURE | BELAGAVI | RAIBAG | BELAGAVI | CHIKKODI | RAIBAG | RAIBAG/HARUGERI | KANKANAWADI/MANTUR
3510 | GHATAPRABHA_220KV | GHATAPRABHA_220KV | 132034364G | MANTUR(RAIBAG)_110KV | BANK-2 | F07 | G | F07-RESHAMI FARM IP | AGRICULTURE | BELAGAVI | RAIBAG | BELAGAVI | CHIKKODI | RAIBAG | HARUGERI | KANKANAWADI/MANTUR
3511 | GHATAPRABHA_220KV | GHATAPRABHA_220KV | 132034364H | MANTUR(RAIBAG)_110KV | BANK-2 | F08 | H | F08-KANKANWADI IP | AGRICULTURE | BELAGAVI | RAIBAG | BELAGAVI | CHIKKODI | RAIBAG | HARUGERI | KANKANAWADI
3512 | GHATAPRABHA_220KV | GHATAPRABHA_220KV | 132060364I | MANTUR(RAIBAG)_110KV | BANK-2 | F09 | I | F09-NIPNAL IP | AGRICULTURE | BELAGAVI | RAIBAG | BELAGAVI | CHIKKODI | RAIBAG | RAIBAG | MANTUR
3513 | GHATAPRABHA_220KV | GHATAPRABHA_220KV | 132060364J | MANTUR(RAIBAG)_110KV | BANK-2 | F12 | J | F12-MANTUR NJY | NJY | BELAGAVI | RAIBAG | BELAGAVI | CHIKKODI | RAIBAG | RAIBAG/HARUGERI | MANTUR/KANKANAWADI
3514 | GHATAPRABHA_220KV | GHATAPRABHA_220KV | 132060364K | MANTUR(RAIBAG)_110KV | BANK-2 | F06 | K | F06-KATAKABHAVI IP | AGRICULTURE | BELAGAVI | RAIBAG | BELAGAVI | CHIKKODI | RAIBAG | RAIBAG | MANTUR
3515 | GHATAPRABHA_220KV | GHATAPRABHA_220KV | 132060364L | MANTUR(RAIBAG)_110KV | BANK-2 | F05 | L | F05-BYAKUD IP | AGRICULTURE | BELAGAVI | RAIBAG | BELAGAVI | CHIKKODI | RAIBAG | RAIBAG | MANTUR
3516 | GHATAPRABHA_220KV | GHATAPRABHA_220KV | 132060364M | MANTUR(RAIBAG)_110KV | BANK-2 | F02 | M | F02-BASAVESHWAR IP | AGRICULTURE | BELAGAVI | RAIBAG | BELAGAVI | CHIKKODI | RAIBAG | RAIBAG | RAIBAG-2
3517 | GHATAPRABHA_220KV | GHATAPRABHA_220KV | 132060364N | MANTUR(RAIBAG)_110KV | BANK-2 | F03 | N | F03-NINGAMMADEVI IP | AGRICULTURE | BELAGAVI | RAIBAG | BELAGAVI | CHIKKODI | RAIBAG | RAIBAG | RAIBAG-2
3518 | GHATAPRABHA_220KV | GHATAPRABHA_220KV | 132060364O | MANTUR(RAIBAG)_110KV | BANK-2 | F10 | O | F10-PATIL THOT | AGRICULTURE | BELAGAVI | RAIBAG | BELAGAVI | CHIKKODI | RAIBAG | RAIBAG | RAIBAG-2
3519 | GHATAPRABHA_220KV | GHATAPRABHA_220KV | 132060364P | MANTUR(RAIBAG)_110KV | BANK-2 | F11 | P | F11-NANDI THOT | AGRICULTURE | BELAGAVI | RAIBAG | BELAGAVI | CHIKKODI | RAIBAG | RAIBAG | RAIBAG-2
3524 | GHATAPRABHA_220KV | GHATAPRABHA_110KV | 132060218B | MANTUR_33KV | BANK-1 | F02 | B | F02-BASAVESHWAR | AGRICULTURE | BELAGAVI | RAIBAG | BELAGAVI | CHIKKODI | CHIKKODI | CHIKKODI | KABBUR
3525 | GHATAPRABHA_220KV | GHATAPRABHA_110KV | 132034218F | MANTUR_33KV | BANK-1 | F03 | F | F03-KANKANWADI | AGRICULTURE | BELAGAVI | RAIBAG | BELAGAVI | CHIKKODI | RAIBAG | HARUGERI | HIDAKAL
3526 | GHATAPRABHA_220KV | GHATAPRABHA_110KV | 132060218G | MANTUR_33KV | BANK-1 | F05 | G | F05-KESARAKODI | AGRICULTURE | BELAGAVI | RAIBAG | BELAGAVI | CHIKKODI | RAIBAG | RAIBAG | MANTUR
3527 | GHATAPRABHA_220KV | GHATAPRABHA_110KV | 132060218I | MANTUR_33KV | BANK-2 | F08 | I | F08-MANTUR NIPNAL NJY | NJY | BELAGAVI | RAIBAG | BELAGAVI | CHIKKODI | RAIBAG | RAIBAG | MANTUR
3528 | GHATAPRABHA_220KV | GHATAPRABHA_110KV | 121129218J | MANTUR_33KV | BANK-2 | F10 | J | F10-RAJAPUR | AGRICULTURE | BELAGAVI | MUDALAGI | BELAGAVI | BELAGAVI | GHATAPRABHA | GHATAPRABHA | GHATAPRABHA-II
3529 | GHATAPRABHA_220KV | GHATAPRABHA_110KV | 121129218K | MANTUR_33KV | BANK-2 | F11 | K | F11-DANDAPUR | AGRICULTURE | BELAGAVI | MUDALAGI | BELAGAVI | BELAGAVI | GHATAPRABHA | GHATAPRABHA | GHATAPRABHA-II
3531 | VAJRAMATTI_220KV | VAJRAMATTI_220KV | 111741219A | MAREGUDDI_110KV | BANK-1 | F01 | A | F01-KONNUR IP | AGRICULTURE | BAGALKOT | JAMAKHANDI | BELAGAVI | BAGALKOT | JAMAKHANDI | JAMAKHANDI | KONNUR
3532 | VAJRAMATTI_220KV | VAJRAMATTI_220KV | 111741219B | MAREGUDDI_110KV | BANK-1 | F02 | B | F02-MAREGUDDI IP | AGRICULTURE | BAGALKOT | JAMAKHANDI | BELAGAVI | BAGALKOT | JAMAKHANDI | JAMAKHANDI | KONNUR
3533 | VAJRAMATTI_220KV | VAJRAMATTI_220KV | 111741219C | MAREGUDDI_110KV | BANK-1 | F03 | C | F03-NEW HUNASHIKATTI | AGRICULTURE | BAGALKOT | JAMAKHANDI | BELAGAVI | BAGALKOT | JAMAKHANDI | JAMAKHANDI | KONNUR
3534 | VAJRAMATTI_220KV | VAJRAMATTI_220KV | 111741219D | MAREGUDDI_110KV | BANK-1 | F04 | D | F04-HUNASHIKATTI VILLAGE | AGRICULTURE | BAGALKOT | JAMAKHANDI | BELAGAVI | BAGALKOT | JAMAKHANDI | JAMAKHANDI | KONNUR
3535 | VAJRAMATTI_220KV | VAJRAMATTI_220KV | 111741219E | MAREGUDDI_110KV | BANK-1 | F05 | E | F05-MAREGUDDI VILLAGE | AGRICULTURE | BAGALKOT | JAMAKHANDI | BELAGAVI | BAGALKOT | JAMAKHANDI | JAMAKHANDI | KONNUR
3536 | VAJRAMATTI_220KV | VAJRAMATTI_220KV | 111741219F | MAREGUDDI_110KV | BANK-1 | F06 | F | F06-KONNUR VILLAGE | AGRICULTURE | BAGALKOT | JAMAKHANDI | BELAGAVI | BAGALKOT | JAMAKHANDI | JAMAKHANDI | KONNUR
3537 | VAJRAMATTI_220KV | VAJRAMATTI_220KV | 111741219G | MAREGUDDI_110KV | BANK-1 | F07 | G | F07-MAREGUDDI ( SHAMBHULINGESHWAR) NJY | NJY | BAGALKOT | JAMAKHANDI | BELAGAVI | BAGALKOT | JAMAKHANDI | JAMAKHANDI | KONNUR
3538 | VAJRAMATTI_220KV | VAJRAMATTI_220KV | 111741219N | MAREGUDDI_110KV | BANK-2 | F08 | N | F08-KARISIDDESHWAR NJY | NJY | BAGALKOT | JAMAKHANDI | BELAGAVI | BAGALKOT | JAMAKHANDI | JAMAKHANDI | KONNUR
3539 | VAJRAMATTI_220KV | VAJRAMATTI_220KV | 111741219J | MAREGUDDI_110KV | BANK-2 | F10 | J | F10-PADASAL VASTHI | AGRICULTURE | BAGALKOT | JAMAKHANDI | BELAGAVI | BAGALKOT | JAMAKHANDI | JAMAKHANDI | KONNUR
3540 | VAJRAMATTI_220KV | VAJRAMATTI_220KV | 111741219I | MAREGUDDI_110KV | BANK-2 | F13 | I | F13-SAVANTH VASTHI | AGRICULTURE | BAGALKOT | JAMAKHANDI | BELAGAVI | BAGALKOT | JAMAKHANDI | JAMAKHANDI | KONNUR
3541 | VAJRAMATTI_220KV | VAJRAMATTI_220KV | 111741219K | MAREGUDDI_110KV | BANK-2 | F11 | K | F11-LAXMI TEMPLE | AGRICULTURE | BAGALKOT | JAMAKHANDI | BELAGAVI | BAGALKOT | JAMAKHANDI | JAMAKHANDI | KONNUR
3542 | VAJRAMATTI_220KV | VAJRAMATTI_220KV | 111741219L | MAREGUDDI_110KV | BANK-2 | F12 | L | F12-MAITRI SCHOOL | AGRICULTURE | BAGALKOT | JAMAKHANDI | BELAGAVI | BAGALKOT | JAMAKHANDI | JAMAKHANDI | KONNUR
3543 | VAJRAMATTI_220KV | VAJRAMATTI_220KV | 111741219M | MAREGUDDI_110KV | BANK-2 | F09 | M | F09-HULYALESHWAR IP | AGRICULTURE | BAGALKOT | JAMAKHANDI | BELAGAVI | BAGALKOT | JAMAKHANDI | JAMAKHANDI | KONNUR
3547 | GHATAPRABHA_220KV | GOKAK_110KV | 121130410A | MARKANDEYANAGAR, GOKAK_33KV | BANK-1 | F01 | A | F01-SHINDIKHUT | URBAN NDHQ | BELAGAVI | GOKAK | BELAGAVI | BELAGAVI | GHATAPRABHA | GOKAK | GOKAK URBAN
3548 | GHATAPRABHA_220KV | GOKAK_110KV | 121130410B | MARKANDEYANAGAR, GOKAK_33KV | BANK-1 | F02 | B | F02-SANGOLLI RAYANNA | URBAN NDHQ | BELAGAVI | GOKAK | BELAGAVI | BELAGAVI | GHATAPRABHA | GOKAK | GOKAK URBAN
3549 | GHATAPRABHA_220KV | GOKAK_110KV | 121130410C | MARKANDEYANAGAR, GOKAK_33KV | BANK-2 | F04 | C | F04-MINI VIDHANSOUDA | URBAN NDHQ | BELAGAVI | GOKAK | BELAGAVI | BELAGAVI | GHATAPRABHA | GOKAK | GOKAK URBAN
3550 | GHATAPRABHA_220KV | GOKAK_110KV | 121130410D | MARKANDEYANAGAR, GOKAK_33KV | BANK-1 | F03 | D | F03-MAMADAPUR WATER SUPPLY | URBAN NDHQ | BELAGAVI | GOKAK | BELAGAVI | BELAGAVI | GHATAPRABHA | GOKAK | GOKAK URBAN
3551 | GHATAPRABHA_220KV | GOKAK_110KV | 121130410F | MARKANDEYANAGAR, GOKAK_33KV | BANK-2 | F05 | F | F05-TAKKE IP | AGRICULTURE | BELAGAVI | GOKAK | BELAGAVI | BELAGAVI | GHATAPRABHA | GOKAK | LOLASUR
3552 | GHATAPRABHA_220KV | GOKAK_110KV | 121130410G | MARKANDEYANAGAR, GOKAK_33KV | BANK-2 | F06 | G | F06-YOGIKOLLA IP | AGRICULTURE | BELAGAVI | GOKAK | BELAGAVI | BELAGAVI | GHATAPRABHA | GOKAK | LOLASUR
3556 | KARWAR_220KV | ANKOLA(BALEGULI)_110KV | 271802220A | MASTIKATTA_33KV | BANK-1 | F01 | A | F01-SHIRGUNJI | RURAL | UTTAR KANNADA | ANKOLA | HUBBALLI | SIRSI | KARWAR | ANKOLA | S.O.2
3557 | KARWAR_220KV | ANKOLA(BALEGULI)_110KV | 271802220B | MASTIKATTA_33KV | BANK-1 | F02 | B | F02-RAMANGULI | RURAL | UTTAR KANNADA | ANKOLA | HUBBALLI | SIRSI | KARWAR | ANKOLA | S.O.2
3558 | KARWAR_220KV | ANKOLA(BALEGULI)_110KV | 271802220C | MASTIKATTA_33KV | BANK-2 | F03 | C | F03-MASTIKATTA | RURAL | UTTAR KANNADA | ANKOLA | HUBBALLI | SIRSI | KARWAR | ANKOLA | S.O.2
3559 | KARWAR_220KV | ANKOLA(BALEGULI)_110KV | 271802220D | MASTIKATTA_33KV | BANK-2 | F04 | D | F04-HONNALLI WATER SUPPLY | WATER SUPPLY | UTTAR KANNADA | ANKOLA | HUBBALLI | SIRSI | KARWAR | ANKOLA | S.O.2
3560 | KARWAR_220KV | ANKOLA(BALEGULI)_110KV | 271802220E | MASTIKATTA_33KV | BANK-1 | F05 | E | F05-HADINAGADDE W/S | WATER SUPPLY | UTTAR KANNADA | ANKOLA | HUBBALLI | SIRSI | KARWAR | ANKOLA | S.O.2
3561 | KARWAR_220KV | ANKOLA(BALEGULI)_110KV | 271802220F | MASTIKATTA_33KV | BANK-2 | F06 | F | F06-MARUGADDE | RURAL | UTTAR KANNADA | ANKOLA | HUBBALLI | SIRSI | KARWAR | ANKOLA | S.O.2
3564 | RANEBENNUR_220KV | RATTIHALLI_110KV | 242236221A | MASUR_33KV | BANK-1 | F01 | A | F01-TIPPAYAKOPPA | AGRICULTURE | HAVERI | RANEBENNUR | HUBBALLI | HAVERI | RANEBENNUR | RATTIHALLI | MASUR-1
3565 | RANEBENNUR_220KV | RATTIHALLI_110KV | 242236221B | MASUR_33KV | BANK-1 | F02 | B | F02-MASUR NJY | NJY | HAVERI | HIREKERUR | HUBBALLI | HAVERI | RANEBENNUR | RATTIHALLI | MASUR-1
3566 | RANEBENNUR_220KV | RATTIHALLI_110KV | 242236221C | MASUR_33KV | BANK-1 | F03 | C | F03-KODAMAGGI | AGRICULTURE | HAVERI | HIREKERUR | HUBBALLI | HAVERI | RANEBENNUR | RATTIHALLI | MASUR-1
3567 | RANEBENNUR_220KV | RATTIHALLI_110KV | 242236221E | MASUR_33KV | BANK-2 | F05 | E | F05-RAMATHIRTHA | AGRICULTURE | HAVERI | HIREKERUR | HUBBALLI | HAVERI | RANEBENNUR | RATTIHALLI | MASUR-1
3568 | RANEBENNUR_220KV | RATTIHALLI_110KV | 242236221G | MASUR_33KV | BANK-2 | F07 | G | F07-HOSAKATTI NJY | NJY | HAVERI | HIREKERUR | HUBBALLI | HAVERI | RANEBENNUR | RATTIHALLI | MASUR-1
3569 | RANEBENNUR_220KV | RATTIHALLI_110KV | 242283221H | MASUR_33KV | BANK-2 | F08 | H | F08-KHANDEBAGUR | AGRICULTURE | HAVERI | RATTIHALLI | HUBBALLI | HAVERI | RANEBENNUR | RATTIHALLI | MASUR-1
3572 | B.BAGEWADI_220KV | B.BAGEWADI_220KV | 180257222A | MATTIHAL_110KV | BANK-1 | F04 | A | F04-GANI | AGRICULTURE | VIJAYAPUR | NIDAGUNDI | BELAGAVI | VIJAYAPUR | B.BAGEWADI | NIDAGUNDI | TELAGI
3573 | B.BAGEWADI_220KV | B.BAGEWADI_220KV | 180257222B | MATTIHAL_110KV | BANK-1 | F03 | B | F03-ARASHANGI | AGRICULTURE | VIJAYAPUR | NIDAGUNDI | BELAGAVI | VIJAYAPUR | B.BAGEWADI | NIDAGUNDI | TELAGI
3574 | B.BAGEWADI_220KV | B.BAGEWADI_220KV | 180257222H | MATTIHAL_110KV | BANK-3 | F16 | H | F16-KURUBARADINNI | AGRICULTURE | VIJAYAPUR | NIDAGUNDI | BELAGAVI | VIJAYAPUR | B.BAGEWADI | NIDAGUNDI | KOLHAR
3575 | B.BAGEWADI_220KV | B.BAGEWADI_220KV | 180257222C | MATTIHAL_110KV | BANK-3 | F13 | C | F13-MATTIHAL NJY | NJY | VIJAYAPUR | NIDAGUNDI | BELAGAVI | VIJAYAPUR | B.BAGEWADI | NIDAGUNDI | KOLHAR
3576 | B.BAGEWADI_220KV | B.BAGEWADI_220KV | 180257222D | MATTIHAL_110KV | BANK-3 | F12 | D | F12-BALUTI WATER SUPPLY | WATER SUPPLY | VIJAYAPUR | NIDAGUNDI | BELAGAVI | VIJAYAPUR | B.BAGEWADI | NIDAGUNDI | KOLHAR
3577 | B.BAGEWADI_220KV | B.BAGEWADI_220KV | 180257222E | MATTIHAL_110KV | BANK-1 | F01 | E | F01-SIDDANATH(A) | AGRICULTURE | VIJAYAPUR | KOLHAR | BELAGAVI | VIJAYAPUR | B.BAGEWADI | NIDAGUNDI | KOLHAR
3578 | B.BAGEWADI_220KV | B.BAGEWADI_220KV | 180257222F | MATTIHAL_110KV | BANK-2 | F06 | F | F06-UKP KOLAR | AGRICULTURE | VIJAYAPUR | NIDAGUNDI | BELAGAVI | VIJAYAPUR | B.BAGEWADI | NIDAGUNDI | KOLHAR
3579 | B.BAGEWADI_220KV | B.BAGEWADI_220KV | 180257222G | MATTIHAL_110KV | BANK-2 | F07 | G | F07-ASANGI IP | AGRICULTURE | VIJAYAPUR | KOLHAR | BELAGAVI | VIJAYAPUR | B.BAGEWADI | NIDAGUNDI | KOLAR
3580 | B.BAGEWADI_220KV | B.BAGEWADI_220KV | 180257222I | MATTIHAL_110KV | BANK-2 | F08 | I | F08-KOLHAR RC NJY | NJY | VIJAYAPUR | NIDAGUNDI | BELAGAVI | VIJAYAPUR | B.BAGEWADI | NIDAGUNDI | KOLHAR
3581 | B.BAGEWADI_220KV | B.BAGEWADI_220KV | 180257222J | MATTIHAL_110KV | BANK-1 | F02 | J | F02-HANMAPUR NJY | NJY | VIJAYAPUR | NIDAGUNDI | BELAGAVI | VIJAYAPUR | B.BAGEWADI | NIDAGUNDI | TELAGI
3582 | B.BAGEWADI_220KV | B.BAGEWADI_220KV | 180257222K | MATTIHAL_110KV | BANK-2 | F10 | K | F10-BALUTHI | AGRICULTURE | VIJAYAPUR | NIDAGUNDI | BELAGAVI | VIJAYAPUR | B.BAGEWADI | NIDAGUNDI | KOLHAR
3583 | B.BAGEWADI_220KV | B.BAGEWADI_220KV | 180257222L | MATTIHAL_110KV | BANK-3 | F15 | L | F15-TADALAGI | AGRICULTURE | VIJAYAPUR | NIDAGUNDI | BELAGAVI | VIJAYAPUR | B.BAGEWADI | NIDAGUNDI | TELAGI
3584 | B.BAGEWADI_220KV | B.BAGEWADI_220KV | 180257222M | MATTIHAL_110KV | BANK-1 | F05 | M | F05-CHIMMALAGI | AGRICULTURE | VIJAYAPUR | NIDAGUNDI | BELAGAVI | VIJAYAPUR | B.BAGEWADI | NIDAGUNDI | TELAGI
3585 | B.BAGEWADI_220KV | B.BAGEWADI_220KV | 180257222N | MATTIHAL_110KV | BANK-2 | F09 | N | F09-BANNI HALLA IP | AGRICULTURE | VIJAYAPUR | KOLHAR | BELAGAVI | VIJAYAPUR | B.BAGEWADI | NIDAGUNDI | KOLHAR
3586 | B.BAGEWADI_220KV | B.BAGEWADI_220KV | 180257222O | MATTIHAL_110KV | BANK-2 | F11 | O | F11-HALEROLLI IP | AGRICULTURE | VIJAYAPUR | KOLHAR | BELAGAVI | VIJAYAPUR | B.BAGEWADI | NIDAGUNDI | KOLHAR
3587 | B.BAGEWADI_220KV | B.BAGEWADI_220KV | 180257222P | MATTIHAL_110KV | BANK-3 | F14 | P | F14-KAVALAGI IP | AGRICULTURE | VIJAYAPUR | NIDAGUNDI | BELAGAVI | VIJAYAPUR | B.BAGEWADI | NIDAGUNDI | TELAGI
3592 | VAJRAMATTI_220KV | VAJRAMATTI_220KV | 111952223A | MELLIGERI_110KV | BANK-1 | F01 | A | F01-HALAGALI | AGRICULTURE | BAGALKOT | MUDHOL | BELAGAVI | BAGALKOT | MUDHOL | MUDHOL | SO-IV(MANTUR)
3593 | VAJRAMATTI_220KV | VAJRAMATTI_220KV | 111952223P | MELLIGERI_110KV | BANK-1 | F02 | P | F02-KOMARSAL | AGRICULTURE | BAGALKOT | MUDHOL | BELAGAVI | BAGALKOT | MUDHOL | MUDHOL | SO-IV(MANTUR)
3594 | VAJRAMATTI_220KV | VAJRAMATTI_220KV | 111952223B | MELLIGERI_110KV | BANK-1 | F03 | B | F03-HALAGALI IP | AGRICULTURE | BAGALKOT | MUDHOL | BELAGAVI | BAGALKOT | MUDHOL | MUDHOL | SO-IV(MANTUR)
3595 | VAJRAMATTI_220KV | VAJRAMATTI_220KV | 111952223C | MELLIGERI_110KV | BANK-1 | F04 | C | F04-HALLADASAL | AGRICULTURE | BAGALKOT | MUDHOL | BELAGAVI | BAGALKOT | MUDHOL | MUDHOL | SO-IV(MANTUR)
3596 | VAJRAMATTI_220KV | VAJRAMATTI_220KV | 111952223N | MELLIGERI_110KV | BANK-1 | F05 | N | F05-MOTIVEERANNA | AGRICULTURE | BAGALKOT | MUDHOL | BELAGAVI | BAGALKOT | MUDHOL | MUDHOL | SO-IV(MANTUR)
3597 | VAJRAMATTI_220KV | VAJRAMATTI_220KV | 111952223F | MELLIGERI_110KV | BANK-1 | F06 | F | F06-MELLIGERI IP | AGRICULTURE | BAGALKOT | MUDHOL | BELAGAVI | BAGALKOT | MUDHOL | MUDHOL | SO-IV(MANTUR)
3598 | VAJRAMATTI_220KV | VAJRAMATTI_220KV | 111952223K | MELLIGERI_110KV | BANK-2 | F11 | K | F11-KISHORI IP | AGRICULTURE | BAGALKOT | MUDHOL | BELAGAVI | BAGALKOT | MUDHOL | MUDHOL | SO-IV(MANTUR)
3599 | VAJRAMATTI_220KV | VAJRAMATTI_220KV | 111952223L | MELLIGERI_110KV | BANK-2 | F12 | L | F12-MELLIGERI 1 IP | AGRICULTURE | BAGALKOT | MUDHOL | BELAGAVI | BAGALKOT | MUDHOL | MUDHOL | SO-IV(MANTUR)
3600 | VAJRAMATTI_220KV | VAJRAMATTI_220KV | 111952223G | MELLIGERI_110KV | BANK-1 | F07 | G | F07-HALAGALI NJY | NJY | BAGALKOT | MUDHOL | BELAGAVI | BAGALKOT | MUDHOL | MUDHOL | SO-IV(MANTUR)
3601 | VAJRAMATTI_220KV | VAJRAMATTI_220KV | 111952223H | MELLIGERI_110KV | BANK-2 | F08 | H | F08-HADI BASAVANNA | AGRICULTURE | BAGALKOT | MUDHOL | BELAGAVI | BAGALKOT | MUDHOL | MUDHOL | SO-IV(MANTUR)
3602 | VAJRAMATTI_220KV | VAJRAMATTI_220KV | 111952223O | MELLIGERI_110KV | BANK-2 | F09 | O | F09-DEVAMATTEVVA | AGRICULTURE | BAGALKOT | MUDHOL | BELAGAVI | BAGALKOT | MUDHOL | MUDHOL | SO-IV(MANTUR)
3603 | VAJRAMATTI_220KV | VAJRAMATTI_220KV | 111952223J | MELLIGERI_110KV | BANK-2 | F10 | J | F10-MASARI | AGRICULTURE | BAGALKOT | MUDHOL | BELAGAVI | BAGALKOT | MUDHOL | MUDHOL | SO-IV(MANTUR)
3604 | VAJRAMATTI_220KV | VAJRAMATTI_220KV | 111952223M | MELLIGERI_110KV | BANK-2 | F13 | M | F13-KERI SAL | AGRICULTURE | BAGALKOT | MUDHOL | BELAGAVI | BAGALKOT | MUDHOL | MUDHOL | SO-IV(MANTUR)
3608 | MAHALINGAPUR_220KV | UTTUR_110KV | 111750488A | MIRJI_110KV | BANK-1 | F01 | A | F01-BIRAPANAMADDI | AGRICULTURE | BAGALKOT | MUDHOL | BELAGAVI | BAGALKOT | JAMAKHANDI | MAHALINGAPUR | RANNABELAGALI
3609 | MAHALINGAPUR_220KV | UTTUR_110KV | 111750488B | MIRJI_110KV | BANK-1 | F02 | B | F02-MALLAPUR IP | AGRICULTURE | BAGALKOT | MUDHOL | BELAGAVI | BAGALKOT | JAMAKHANDI | MAHALINGAPUR | RANNABELAGALI
3610 | MAHALINGAPUR_220KV | UTTUR_110KV | 111750488C | MIRJI_110KV | BANK-1 | F03 | C | F03-MIRJI RIVER BED | AGRICULTURE | BAGALKOT | MUDHOL | BELAGAVI | BAGALKOT | JAMAKHANDI | MAHALINGAPUR | RANNABELAGALI
3611 | MAHALINGAPUR_220KV | UTTUR_110KV | 111750488D | MIRJI_110KV | BANK-1 | F04 | D | F04-MIRJI NJY | NJY | BAGALKOT | MUDHOL | BELAGAVI | BAGALKOT | JAMAKHANDI | MAHALINGAPUR | RANNABELAGALI
3612 | MAHALINGAPUR_220KV | UTTUR_110KV | 111750488E | MIRJI_110KV | BANK-1 | F05 | E | F05-MALLAPUR RIVER BED | AGRICULTURE | BAGALKOT | MUDHOL | BELAGAVI | BAGALKOT | JAMAKHANDI | MAHALINGAPUR | RANNABELAGALI
3613 | MAHALINGAPUR_220KV | UTTUR_110KV | 111750488F | MIRJI_110KV | BANK-1 | F06 | F | F06-HIROLLI IP | AGRICULTURE | BAGALKOT | MUDHOL | BELAGAVI | BAGALKOT | JAMAKHANDI | MAHALINGAPUR | RANNABELAGALI
3614 | BIDNAL_220KV | BIDNAL_220KV | 251356455A | MORAB(NAVALGUND)_110KV | BANK-1 | F01 | A | F01-THIRLAPUR IP | AGRICULTURE | DHARWAD | NAVALGUND | HUBBALLI | HUBBALLI | HUBBALLI RURAL | NAVALGUND | NAVALGUND RURAL
3615 | BIDNAL_220KV | BIDNAL_220KV | 251356455B | MORAB(NAVALGUND)_110KV | BANK-1 | F02 | B | F02-SHIRAKOL NJY | NJY | DHARWAD | NAVALGUND | HUBBALLI | HUBBALLI | HUBBALLI RURAL | NAVALGUND | NAVALGUND RURAL
3616 | BIDNAL_220KV | BIDNAL_220KV | 251356455C | MORAB(NAVALGUND)_110KV | BANK-1 | F03 | C | F03-MORAB NJY | NJY | DHARWAD | NAVALGUND | HUBBALLI | HUBBALLI | HUBBALLI RURAL | NAVALGUND | NAVALGUND RURAL
3617 | BIDNAL_220KV | BIDNAL_220KV | 251356455D | MORAB(NAVALGUND)_110KV | BANK-1 | F04 | D | F04-GUMMAGOL | AGRICULTURE | DHARWAD | NAVALGUND | HUBBALLI | HUBBALLI | HUBBALLI RURAL | NAVALGUND | NAVALGUND RURAL
3620 | KUDACHI_220KV | KUDACHI_220KV | 132081389A | MORAB_110KV | BANK-1 | F01 | A | F01-BHIRADI TOTA | AGRICULTURE | BELAGAVI | RAIBAG | BELAGAVI | CHIKKODI | RAIBAG | KUDACHI | YALPARATTI
3621 | KUDACHI_220KV | KUDACHI_220KV | 132081389B | MORAB_110KV | BANK-1 | F02 | B | F02-PADALALE TOTA | AGRICULTURE | BELAGAVI | RAIBAG | BELAGAVI | CHIKKODI | RAIBAG | KUDACHI | YALPARATTI
3622 | KUDACHI_220KV | KUDACHI_220KV | 132081389C | MORAB_110KV | BANK-1 | F03 | C | F03-BANE SARKAR TOTA | AGRICULTURE | BELAGAVI | RAIBAG | BELAGAVI | CHIKKODI | RAIBAG | KUDACHI | YALPARATTI
3623 | KUDACHI_220KV | KUDACHI_220KV | 132081389D | MORAB_110KV | BANK-1 | F04 | D | F04-PATTANDAR TOTA | AGRICULTURE | BELAGAVI | RAIBAG | BELAGAVI | CHIKKODI | RAIBAG | KUDACHI | YALPARATTI
3624 | KUDACHI_220KV | KUDACHI_220KV | 132081389E | MORAB_110KV | BANK-1 | F05 | E | F05-BANTE TOTA | AGRICULTURE | BELAGAVI | RAIBAG | BELAGAVI | CHIKKODI | RAIBAG | KUDACHI | YALPARATTI
3625 | KUDACHI_220KV | KUDACHI_220KV | 132060389F | MORAB_110KV | BANK-1 | F06 | F | F06-MAGADUM THOTA | AGRICULTURE | BELAGAVI | RAIBAG | BELAGAVI | CHIKKODI | RAIBAG | RAIBAG | RAIBAG-2
3626 | KUDACHI_220KV | KUDACHI_220KV | 132081389M | MORAB_110KV | BANK-2 | F07 | M | F07-DHUMALE TOTA | AGRICULTURE | BELAGAVI | RAIBAG | BELAGAVI | CHIKKODI | RAIBAG | KUDACHI | YALPARATTI
3627 | KUDACHI_220KV | KUDACHI_220KV | 132081389H | MORAB_110KV | BANK-2 | F08 | H | F08-DEVARASHI TOTA | AGRICULTURE | BELAGAVI | RAIBAG | BELAGAVI | CHIKKODI | RAIBAG | KUDACHI | YALPARATTI
3628 | KUDACHI_220KV | KUDACHI_220KV | 132081389I | MORAB_110KV | BANK-2 | F09 | I | F09-SHANDAGE TOTA | AGRICULTURE | BELAGAVI | RAIBAG | BELAGAVI | CHIKKODI | RAIBAG | KUDACHI | YALPARATTI
3629 | KUDACHI_220KV | KUDACHI_220KV | 132081389J | MORAB_110KV | BANK-2 | F10 | J | F10-SAPTASAGAR TOTA | AGRICULTURE | BELAGAVI | RAIBAG | BELAGAVI | CHIKKODI | RAIBAG | KUDACHI | YALPARATTI
3630 | KUDACHI_220KV | KUDACHI_220KV | 132081389K | MORAB_110KV | BANK-2 | F11 | K | F11-MORAB NJY | NJY | BELAGAVI | RAIBAG | BELAGAVI | CHIKKODI | RAIBAG | KUDACHI | YALPARATTI
3631 | KUDACHI_220KV | KUDACHI_220KV | 132081389L | MORAB_110KV | BANK-2 | F12 | L | F12-KADAMWADI | AGRICULTURE | BELAGAVI | RAIBAG | BELAGAVI | CHIKKODI | RAIBAG | KUDACHI | YALPARATTI
3635 | SIRSI_220KV | KUMTA_110KV | 272746224A | MORAKAL_33KV | BANK-2 | F04 | A | F04-SANTEGULI | RURAL | UTTAR KANNADA | KUMTA | HUBBALLI | SIRSI | HONNAVAR | KUMTA | MARAKAL
3636 | SIRSI_220KV | KUMTA_110KV | 272746224B | MORAKAL_33KV | BANK-2 | F05 | B | F05-KALLABBE | RURAL | UTTAR KANNADA | KUMTA | HUBBALLI | SIRSI | HONNAVAR | KUMTA | MARAKAL
3637 | SIRSI_220KV | KUMTA_110KV | 272737224C | MORAKAL_33KV | BANK-1 | F03 | C | F03-CHANDAAVAR | RURAL | UTTAR KANNADA | KUMTA | HUBBALLI | SIRSI | HONNAVAR | HONNAVAR | RURAL
3638 | SIRSI_220KV | KUMTA_110KV | 272737224D | MORAKAL_33KV | BANK-1 | F01 | D | F01-HODKE SHIRUR | RURAL | UTTAR KANNADA | KUMTA | HUBBALLI | SIRSI | HONNAVAR | KUMTA | MARAKAL
3639 | SIRSI_220KV | KUMTA_110KV | 272746224H | MORAKAL_33KV | BANK-2 | F06 | H | F06-KUJALLI | RURAL | UTTAR KANNADA | KUMTA | HUBBALLI | SIRSI | HONNAVAR | KUMTA | MARAKAL
3640 | SIRSI_220KV | KUMTA_110KV | 272746224G | MORAKAL_33KV | BANK-1 | F02 | G | F02-ULLURUMATHA | RURAL | UTTAR KANNADA | KUMTA | HUBBALLI | SIRSI | HONNAVAR | KUMTA | MARAKAL
3644 | AHERI_220KV | AHERI_220KV | 181675225A | MORATAGI_110KV | BANK-1 | F07 | A | F07-MORATAGI I NJY | NJY | VIJAYAPUR | SINDAGI | BELAGAVI | VIJAYAPUR | INDI | SINDAGI | MORATAGI
3645 | AHERI_220KV | AHERI_220KV | 181675225B | MORATAGI_110KV | BANK-1 | F02 | B | F02-GABASAVALAGI | AGRICULTURE | VIJAYAPUR | SINDAGI | BELAGAVI | VIJAYAPUR | INDI | SINDAGI | MORATAGI
3646 | AHERI_220KV | AHERI_220KV | 181675225C | MORATAGI_110KV | BANK-1 | F03 | C | F03-KAKKALAMELI | AGRICULTURE | VIJAYAPUR | SINDAGI | BELAGAVI | VIJAYAPUR | INDI | SINDAGI | MORATAGI
3647 | AHERI_220KV | AHERI_220KV | 181675225D | MORATAGI_110KV | BANK-1 | F04 | D | F04-KUMASAGI | AGRICULTURE | VIJAYAPUR | SINDAGI | BELAGAVI | VIJAYAPUR | INDI | SINDAGI | DEVANAGAON
3648 | AHERI_220KV | AHERI_220KV | 181675225E | MORATAGI_110KV | BANK-2 | F09 | E | F09-BAGALUR | AGRICULTURE | VIJAYAPUR | SINDAGI | BELAGAVI | VIJAYAPUR | INDI | SINDAGI | DEVANAGAON
3649 | AHERI_220KV | AHERI_220KV | 181675225F | MORATAGI_110KV | BANK-2 | F13 | F | F13-KERUR+BANTNUR | AGRICULTURE | VIJAYAPUR | SINDAGI | BELAGAVI | VIJAYAPUR | INDI | SINDAGI | DEVANAGAON
3650 | AHERI_220KV | AHERI_220KV | 181675225G | MORATAGI_110KV | BANK-1 | F08 | G | F08-BAGALUR NJY | NJY | VIJAYAPUR | SINDAGI | BELAGAVI | VIJAYAPUR | INDI | SINDAGI | MORATAGI
3651 | AHERI_220KV | AHERI_220KV | 181675225H | MORATAGI_110KV | BANK-2 | F14 | H | F14-GABASAVALAGI NJY | NJY | VIJAYAPUR | SINDAGI | BELAGAVI | VIJAYAPUR | INDI | SINDAGI | MORATAGI
3652 | AHERI_220KV | AHERI_220KV | 181675225I | MORATAGI_110KV | BANK-1 | F01 | I | F01-YARGAL | AGRICULTURE | VIJAYAPUR | SINDAGI | BELAGAVI | VIJAYAPUR | INDI | SINDAGI | MORATAGI
3653 | AHERI_220KV | AHERI_220KV | 181675225K | MORATAGI_110KV | BANK-2 | F11 | K | F11-NAGAVI | AGRICULTURE | VIJAYAPUR | SINDAGI | BELAGAVI | VIJAYAPUR | INDI | SINDAGI | MORATAGI
3654 | AHERI_220KV | AHERI_220KV | 181675225L | MORATAGI_110KV | BANK-2 | F12 | L | F12-GUTTARAGI | AGRICULTURE | VIJAYAPUR | SINDAGI | BELAGAVI | VIJAYAPUR | INDI | SINDAGI | MORATAGI
3655 | AHERI_220KV | AHERI_220KV | 181675225O | MORATAGI_110KV | BANK-1 | F06 | O | F06-HEBBAL | AGRICULTURE | VIJAYAPUR | SINDAGI | BELAGAVI | VIJAYAPUR | INDI | SINDAGI | MORATAGI
3656 | AHERI_220KV | AHERI_220KV | 181675225N | MORATAGI_110KV | BANK-2 | F10 | N | F10-KULEKUMATAGI | AGRICULTURE | VIJAYAPUR | SINDAGI | BELAGAVI | VIJAYAPUR | INDI | SINDAGI | MORATAGI
3657 | AHERI_220KV | AHERI_220KV | 181675225P | MORATAGI_110KV | BANK-1 | F15 | P | F15-GHATTARAGI BARRAGE | WATER SUPPLY | VIJAYAPUR | ALMEL | BELAGAVI | VIJAYAPUR | INDI | SINDAGI | DEVANAGAON
3662 | NARENDRA_220KV | NARENDRA_220KV | 250866226B | MRUTHYUNJAYNAGAR_110KV | BANK-1 | F02 | B | F02-MANGALGATTI | AGRICULTURE | DHARWAD | DHARWAD | HUBBALLI | HUBBALLI | DHARWAD RURAL | DHARWAD RSD | UPPINA BETAGERI
3663 | NARENDRA_220KV | NARENDRA_220KV | 250866226C | MRUTHYUNJAYNAGAR_110KV | BANK-1 | F03 | C | F03-MAREWAD GINNING | WATER SUPPLY | DHARWAD | DHARWAD | HUBBALLI | HUBBALLI | DHARWAD RURAL | DHARWAD RSD | HEBBALLI
3664 | NARENDRA_220KV | NARENDRA_220KV | 250866226D | MRUTHYUNJAYNAGAR_110KV | BANK-1 | F06 | D | F06-AMMINBHAVI | AGRICULTURE | DHARWAD | DHARWAD | HUBBALLI | HUBBALLI | DHARWAD RURAL | DHARWAD RSD | HEBBALLI
3665 | NARENDRA_220KV | NARENDRA_220KV | 250866226E | MRUTHYUNJAYNAGAR_110KV | BANK-1 | F07 | E | F07-KAVALGERI | AGRICULTURE | DHARWAD | DHARWAD | HUBBALLI | HUBBALLI | DHARWAD RURAL | DHARWAD RSD | HEBBALLI
3666 | NARENDRA_220KV | NARENDRA_220KV | 250866226F | MRUTHYUNJAYNAGAR_110KV | BANK-1 | F04 | F | F04-MULAMUTTAL NJY | NJY | DHARWAD | DHARWAD | HUBBALLI | HUBBALLI | DHARWAD RURAL | DHARWAD RSD | UPPINA BETAGERI
3667 | NARENDRA_220KV | NARENDRA_220KV | 250866226G | MRUTHYUNJAYNAGAR_110KV | BANK-1 | F05 | G | F05-KARADIGUDDA NJY | NJY | DHARWAD | DHARWAD | HUBBALLI | HUBBALLI | DHARWAD RURAL | DHARWAD RSD | HEBBALLI
3668 | NARENDRA_220KV | NARENDRA_220KV | 250866226J | MRUTHYUNJAYNAGAR_110KV | BANK-2 | F10 | J | F10-VANAHALLI NJY | NJY | DHARWAD | DHARWAD | HUBBALLI | HUBBALLI | DHARWAD RURAL | DHARWAD RSD | HEBBALLI
3669 | NARENDRA_220KV | NARENDRA_220KV | 250915226H | MRUTHYUNJAYNAGAR_110KV | BANK-2 | F08 | H | F08-KAMALAPUR | AGRICULTURE | DHARWAD | DHARWAD | HUBBALLI | HUBBALLI | DHARWAD URBAN | DHARWAD CSD-2 | SO6 GANDHICHOWK
3670 | NARENDRA_220KV | NARENDRA_220KV | 250915226I | MRUTHYUNJAYNAGAR_110KV | BANK-2 | F09 | I | F09-VIDYARANYA | URBAN DHQ | DHARWAD | DHARWAD | HUBBALLI | HUBBALLI | DHARWAD URBAN | DHARWAD CSD-2 | SO6 GANDHICHOWK
3671 | NARENDRA_220KV | NARENDRA_220KV | 250915226K | MRUTHYUNJAYNAGAR_110KV | BANK-2 | F11 | K | F11-MURUGAMATH | URBAN DHQ | DHARWAD | DHARWAD | HUBBALLI | HUBBALLI | DHARWAD URBAN | DHARWAD CSD-2 | SO6 GANDHICHOWK
3672 | NARENDRA_220KV | NARENDRA_220KV | 250915226L | MRUTHYUNJAYNAGAR_110KV | BANK-2 | F12 | L | F12-KALABHAVAN | URBAN DHQ | DHARWAD | DHARWAD | HUBBALLI | HUBBALLI | DHARWAD URBAN | DHARWAD CSD-2 | SO5 VIJAYA TALKIES
3673 | SAUNDATTI_220KV | RAMDURGA 110KV | 122161227A | MUDAKAVI_33KV | BANK-1 | F01 | A | F01-MUDAKAVI NJY | NJY | BELAGAVI | RAMDURG | BELAGAVI | BELAGAVI | RAMDURG | RAMDURG | RURAL
3674 | SAUNDATTI_220KV | RAMDURGA 110KV | 122161227B | MUDAKAVI_33KV | BANK-1 | F02 | B | F02-KALMAD A&B | AGRICULTURE | BELAGAVI | RAMDURG | BELAGAVI | BELAGAVI | RAMDURG | RAMDURG | RURAL
3675 | SAUNDATTI_220KV | RAMDURGA 110KV | 122161227C | MUDAKAVI_33KV | BANK-2 | F04 | C | F04-M KHANAPUR | AGRICULTURE | BELAGAVI | RAMDURG | BELAGAVI | BELAGAVI | RAMDURG | RAMDURG | RURAL
3676 | SAUNDATTI_220KV | RAMDURGA 110KV | 122161227D | MUDAKAVI_33KV | BANK-1 | F03 | D | F03-UMATAR | AGRICULTURE | BELAGAVI | RAMDURG | BELAGAVI | BELAGAVI | RAMDURG | RAMDURG | RURAL
3677 | SAUNDATTI_220KV | RAMDURGA 110KV | 122161227E | MUDAKAVI_33KV | BANK-2 | F05 | E | F05-KARADIGUDDA | AGRICULTURE | BELAGAVI | RAMDURG | BELAGAVI | BELAGAVI | RAMDURG | RAMDURG | RURAL
3678 | SAUNDATTI_220KV | RAMDURGA 110KV | 122161227F | MUDAKAVI_33KV | BANK-2 | F06 | F | F06-ANEGUDDI NJY | NJY | BELAGAVI | RAMDURG | BELAGAVI | BELAGAVI | RAMDURG | RAMDURG | BATAKURKI
3681 | MUGALKHOD (KABBUR)_220KV | KULGOD_110KV | 121129228A | MUDALAGI_110KV | BANK-3 | F13 | A | F13-GURLAPUR LINK LINE | AGRICULTURE | BELAGAVI | MUDALAGI | BELAGAVI | BELAGAVI | GHATAPRABHA | MUDALAGI | MUDALAGI-I
3682 | MUGALKHOD (KABBUR)_220KV | KULGOD_110KV | 121129228B | MUDALAGI_110KV | BANK-1 | F02 | B | F02-KAMALADINNI | AGRICULTURE | BELAGAVI | MUDALAGI | BELAGAVI | BELAGAVI | GHATAPRABHA | MUDALAGI | HALLUR
3683 | MUGALKHOD (KABBUR)_220KV | KULGOD_110KV | 121129228C | MUDALAGI_110KV | BANK-3 | F12 | C | F12-GURLAPUR VILLAGE | AGRICULTURE | BELAGAVI | MUDALAGI | BELAGAVI | BELAGAVI | GHATAPRABHA | MUDALAGI | MUDALAGI-I
3684 | MUGALKHOD (KABBUR)_220KV | KULGOD_110KV | 121129228D | MUDALAGI_110KV | BANK-2 | F05 | D | F05-GAVI | AGRICULTURE | BELAGAVI | MUDALAGI | BELAGAVI | BELAGAVI | GHATAPRABHA | MUDALAGI | MUDALAGI-I
3685 | MUGALKHOD (KABBUR)_220KV | KULGOD_110KV | 121129228E | MUDALAGI_110KV | BANK-1 | F03 | E | F03-GURLAPUR IP | AGRICULTURE | BELAGAVI | MUDALAGI | BELAGAVI | BELAGAVI | GHATAPRABHA | MUDALAGI | MUDALAGI-I
3686 | MUGALKHOD (KABBUR)_220KV | KULGOD_110KV | 121129228F | MUDALAGI_110KV | BANK-1 | F01 | F | F01-MUDALAGI TOWN | URBAN NDHQ | BELAGAVI | MUDALAGI | BELAGAVI | BELAGAVI | GHATAPRABHA | MUDALAGI | MUDALAGI-I
3687 | MUGALKHOD (KABBUR)_220KV | KULGOD_110KV | 121129228G | MUDALAGI_110KV | BANK-2 | F07 | G | F07-HALLUR | AGRICULTURE | BELAGAVI | MUDALAGI | BELAGAVI | BELAGAVI | GHATAPRABHA | MUDALAGI | HALLUR
3688 | MUGALKHOD (KABBUR)_220KV | KULGOD_110KV | 121129228H | MUDALAGI_110KV | BANK-2 | F08 | H | F08-MUNNYAL | AGRICULTURE | BELAGAVI | MUDALAGI | BELAGAVI | BELAGAVI | GHATAPRABHA | MUDALAGI | HALLUR
3689 | MUGALKHOD (KABBUR)_220KV | KULGOD_110KV | 121129228J | MUDALAGI_110KV | BANK-3 | F10 | J | F10-PATAGUNDI | AGRICULTURE | BELAGAVI | MUDALAGI | BELAGAVI | BELAGAVI | GHATAPRABHA | MUDALAGI | MUDALAGI-II
3690 | MUGALKHOD (KABBUR)_220KV | KULGOD_110KV | 121185228N | MUDALAGI_110KV | BANK-3 | F09 | N | F09-IRANNA NAGAR NJY | NJY | BELAGAVI | MUDALAGI | BELAGAVI | BELAGAVI | GHATAPRABHA | MUDALAGI | MUDALAGI-I
3691 | MUGALKHOD (KABBUR)_220KV | KULGOD_110KV | 121129228K | MUDALAGI_110KV | BANK-3 | F11 | K | F11-MASAGUPPI | AGRICULTURE | BELAGAVI | MUDALAGI | BELAGAVI | BELAGAVI | GHATAPRABHA | MUDALAGI | MUDALAGI-II
3692 | MUGALKHOD (KABBUR)_220KV | KULGOD_110KV | 121129228M | MUDALAGI_110KV | BANK-1 | F04 | M | F04-KHANATTI | AGRICULTURE | BELAGAVI | MUDALAGI | BELAGAVI | BELAGAVI | GHATAPRABHA | MUDALAGI | HALLUR
3693 | MUGALKHOD (KABBUR)_220KV | KULGOD_110KV | 121129228I | MUDALAGI_110KV | BANK-2 | F06 | I | F06-GURLAPUR TOWN | URBAN NDHQ | BELAGAVI | MUDALAGI | BELAGAVI | BELAGAVI | GHATAPRABHA | MUDALAGI | MUDALAGI-I
3695 | B.BAGEWADI_220KV | B.BAGEWADI_220KV | 180251229A | MUDDEBIHAL_110KV | BANK-1 | F01 | A | F01-MUDUR | AGRICULTURE | VIJAYAPUR | MUDDEBIHAL | BELAGAVI | VIJAYAPUR | B.BAGEWADI | MUDDEBIHAL | MUDDEBIHAL RURAL
3696 | B.BAGEWADI_220KV | B.BAGEWADI_220KV | 180251229B | MUDDEBIHAL_110KV | BANK-3 | F14 | B | F14-INGALAGERI NJY | NJY | VIJAYAPUR | MUDDEBIHAL | BELAGAVI | VIJAYAPUR | B.BAGEWADI | MUDDEBIHAL | MADIKESHWAR
3697 | B.BAGEWADI_220KV | B.BAGEWADI_220KV | 180251229C | MUDDEBIHAL_110KV | BANK-1 | F04 | C | F04-VIDHYA NAGAR | URBAN NDHQ | VIJAYAPUR | MUDDEBIHAL | BELAGAVI | VIJAYAPUR | B.BAGEWADI | MUDDEBIHAL | MUDDEBIHAL URBAN
3698 | B.BAGEWADI_220KV | B.BAGEWADI_220KV | 180251229D | MUDDEBIHAL_110KV | BANK-3 | F15 | D | F15-KUNTOJI IP | AGRICULTURE | VIJAYAPUR | MUDDEBIHAL | BELAGAVI | VIJAYAPUR | B.BAGEWADI | MUDDEBIHAL | MADIKESHWAR
3699 | B.BAGEWADI_220KV | B.BAGEWADI_220KV | 180257229E | MUDDEBIHAL_110KV | BANK-1 | F05 | E | F05-MUDDEBIHAL | URBAN NDHQ | VIJAYAPUR | MUDDEBIHAL | BELAGAVI | VIJAYAPUR | B.BAGEWADI | MUDDEBIHAL | MUDDEBIHAL URBAN
3700 | B.BAGEWADI_220KV | B.BAGEWADI_220KV | 180251229F | MUDDEBIHAL_110KV | BANK-1 | F06 | F | F06-GEDDALAMARI | AGRICULTURE | VIJAYAPUR | MUDDEBIHAL | BELAGAVI | VIJAYAPUR | B.BAGEWADI | MUDDEBIHAL | MUDDEBIHAL RURAL
3701 | B.BAGEWADI_220KV | B.BAGEWADI_220KV | 180251229G | MUDDEBIHAL_110KV | BANK-2 | F07 | G | F07-DEVUR WATER SUPPLY | WATER SUPPLY | VIJAYAPUR | MUDDEBIHAL | BELAGAVI | VIJAYAPUR | B.BAGEWADI | MUDDEBIHAL | MUDDEBIHAL URBAN
3702 | B.BAGEWADI_220KV | B.BAGEWADI_220KV | 180251229H | MUDDEBIHAL_110KV | BANK-2 | F08 | H | F08-CHALMI NJY | NJY | VIJAYAPUR | MUDDEBIHAL | BELAGAVI | VIJAYAPUR | B.BAGEWADI | MUDDEBIHAL | MUDDEBIHAL RURAL
3703 | B.BAGEWADI_220KV | B.BAGEWADI_220KV | 180251229I | MUDDEBIHAL_110KV | BANK-2 | F09 | I | F09-NEBAGERI | AGRICULTURE | VIJAYAPUR | MUDDEBIHAL | BELAGAVI | VIJAYAPUR | B.BAGEWADI | MUDDEBIHAL | TANGADAGI
3704 | B.BAGEWADI_220KV | B.BAGEWADI_220KV | 180251229J | MUDDEBIHAL_110KV | BANK-2 | F10 | J | F10-BASARAKOD | AGRICULTURE | VIJAYAPUR | MUDDEBIHAL | BELAGAVI | VIJAYAPUR | B.BAGEWADI | MUDDEBIHAL | MUDDEBIHAL RURAL
3705 | B.BAGEWADI_220KV | B.BAGEWADI_220KV | 180251229K | MUDDEBIHAL_110KV | BANK-2 | F11 | K | F11-YARAZERI | AGRICULTURE | VIJAYAPUR | MUDDEBIHAL | BELAGAVI | VIJAYAPUR | B.BAGEWADI | MUDDEBIHAL | MADIKESHWAR
3706 | B.BAGEWADI_220KV | B.BAGEWADI_220KV | 180251229L | MUDDEBIHAL_110KV | BANK-3 | F12 | L | F12-NAGARAL | AGRICULTURE | VIJAYAPUR | MUDDEBIHAL | BELAGAVI | VIJAYAPUR | B.BAGEWADI | MUDDEBIHAL | MADIKESHWAR
3707 | B.BAGEWADI_220KV | B.BAGEWADI_220KV | 180251229M | MUDDEBIHAL_110KV | BANK-3 | F13 | M | F13-HADALAGERI | AGRICULTURE | VIJAYAPUR | MUDDEBIHAL | BELAGAVI | VIJAYAPUR | B.BAGEWADI | MUDDEBIHAL | MUDDEBIHAL URBAN
3708 | B.BAGEWADI_220KV | B.BAGEWADI_220KV | 180251229N | MUDDEBIHAL_110KV | BANK-1 | F03 | N | F03-HUDCO | URBAN NDHQ | VIJAYAPUR | MUDDEBIHAL | BELAGAVI | VIJAYAPUR | B.BAGEWADI | MUDDEBIHAL | MUDDEBIHAL URBAN
3713 | RANEBENNUR_220KV | RANEBENNUR_220KV | 242263230A | MUDENUR_33KV | BANK-1 | F01 | A | F01-HOLEANVERI | AGRICULTURE | HAVERI | RANEBENNUR | HUBBALLI | HAVERI | RANEBENNUR | RANEBENNUR-2 | CHALAGERI
3714 | RANEBENNUR_220KV | RANEBENNUR_220KV | 242263230B | MUDENUR_33KV | BANK-1 | F02 | B | F02-MUDENUR | AGRICULTURE | HAVERI | RANEBENNUR | HUBBALLI | HAVERI | RANEBENNUR | RANEBENNUR-2 | CHALAGERI
3715 | RANEBENNUR_220KV | RANEBENNUR_220KV | 242263230C | MUDENUR_33KV | BANK-2 | F03 | C | F03-HANUMANHALLI | AGRICULTURE | HAVERI | RANEBENNUR | HUBBALLI | HAVERI | RANEBENNUR | RANEBENNUR-2 | ITAGI
3716 | RANEBENNUR_220KV | RANEBENNUR_220KV | 242263230D | MUDENUR_33KV | BANK-2 | F04 | D | F04-NAGENEHALLI | AGRICULTURE | HAVERI | RANEBENNUR | HUBBALLI | HAVERI | RANEBENNUR | RANEBENNUR-2 | CHALAGERI
3717 | RANEBENNUR_220KV | RANEBENNUR_220KV | 242263230E | MUDENUR_33KV | BANK-1 | F05 | E | F05-ITAGI | AGRICULTURE | HAVERI | RANEBENNUR | HUBBALLI | HAVERI | RANEBENNUR | RANEBENNUR-2 | ITAGI
3718 | RANEBENNUR_220KV | RANEBENNUR_220KV | 242263230I | MUDENUR_33KV | BANK-1 | F06 | I | F06-ANJANEYA IP | AGRICULTURE | HAVERI | RANEBENNUR | HUBBALLI | HAVERI | RANEBENNUR | RANEBENNUR-2 | ITAGI
3719 | RANEBENNUR_220KV | RANEBENNUR_220KV | 242263230F | MUDENUR_33KV | BANK-1 | F07 | F | F07-BYADAGI W/S | WATER SUPPLY | HAVERI | RANEBENNUR | HUBBALLI | HAVERI | RANEBENNUR | RANEBENNUR-2 | CHALAGERI
3720 | RANEBENNUR_220KV | RANEBENNUR_220KV | 242263230G | MUDENUR_33KV | BANK-2 | F08 | G | F08-MUSTUR NJY | NJY | HAVERI | RANEBENNUR | HUBBALLI | HAVERI | RANEBENNUR | RANEBENNUR-2 | ITAGI
3721 | RANEBENNUR_220KV | RANEBENNUR_220KV | 242263230H | MUDENUR_33KV | BANK-2 | F09 | H | F09-MUDENUR NJY | NJY | HAVERI | RANEBENNUR | HUBBALLI | HAVERI | RANEBENNUR | RANEBENNUR-2 | CHALAGERI
3722 | RANEBENNUR_220KV | RANEBENNUR_220KV | 242263230J | MUDENUR_33KV | BANK-2 | F10 | J | F10-MVDWS KUSAGUR-AANUR | WATER SUPPLY | HAVERI | RANEBENNUR | HUBBALLI | HAVERI | RANEBENNUR | RANEBENNUR-2 | CHALAGERI
3724 | VAJRAMATTI_220KV | VAJRAMATTI_220KV | 111952231A | MUDHOL_110KV | BANK-1 | F05 | A | F05-JEERAGAL | AGRICULTURE | BAGALKOT | MUDHOL | BELAGAVI | BAGALKOT | MUDHOL | MUDHOL | SO-II(RURAL)
3725 | VAJRAMATTI_220KV | VAJRAMATTI_220KV | 111952231B | MUDHOL_110KV | BANK-1 | F02 | B | F02-METAGUDDA | AGRICULTURE | BAGALKOT | MUDHOL | BELAGAVI | BAGALKOT | MUDHOL | LOKAPUR | CHICHAKHANDI
3726 | VAJRAMATTI_220KV | VAJRAMATTI_220KV | 111952231C | MUDHOL_110KV | BANK-1 | F04 | C | F04-GULAGAL JAMBGI | AGRICULTURE | BAGALKOT | MUDHOL | BELAGAVI | BAGALKOT | MUDHOL | MUDHOL | SO-II(RURAL)
3727 | VAJRAMATTI_220KV | VAJRAMATTI_220KV | 111952231D | MUDHOL_110KV | BANK-1 | F03 | D | F03-VANTAGODI | AGRICULTURE | BAGALKOT | MUDHOL | BELAGAVI | BAGALKOT | MUDHOL | MUDHOL | SO-II(RURAL)
3728 | VAJRAMATTI_220KV | VAJRAMATTI_220KV | 111952231E | MUDHOL_110KV | BANK-1 | F01 | E | F01-METAGUDDA RIVER BED | AGRICULTURE | BAGALKOT | MUDHOL | BELAGAVI | BAGALKOT | MUDHOL | MUDHOL | SO-II(RURAL)
3729 | VAJRAMATTI_220KV | VAJRAMATTI_220KV | 111952231F | MUDHOL_110KV | BANK-2 | F07 | F | F07-MUDHOL IP | AGRICULTURE | BAGALKOT | MUDHOL | BELAGAVI | BAGALKOT | MUDHOL | MUDHOL | SO-II(RURAL)
3730 | VAJRAMATTI_220KV | VAJRAMATTI_220KV | 111952231G | MUDHOL_110KV | BANK-2 | F06 | G | F06-RANNA NAGAR | URBAN NDHQ | BAGALKOT | MUDHOL | BELAGAVI | BAGALKOT | MUDHOL | MUDHOL | SO-I(TOWN)
3731 | VAJRAMATTI_220KV | VAJRAMATTI_220KV | 111952231H | MUDHOL_110KV | BANK-3 | F12 | H | F12-OLD MANTUR | AGRICULTURE | BAGALKOT | MUDHOL | BELAGAVI | BAGALKOT | MUDHOL | MUDHOL | SO-IV(MANTUR)
3732 | VAJRAMATTI_220KV | VAJRAMATTI_220KV | 111952231I | MUDHOL_110KV | BANK-2 | F09 | I | F09-GLBC | URBAN NDHQ | BAGALKOT | MUDHOL | BELAGAVI | BAGALKOT | MUDHOL | MUDHOL | SO-I(TOWN)
3733 | VAJRAMATTI_220KV | VAJRAMATTI_220KV | 111952231O | MUDHOL_110KV | BANK-2 | F08 | O | F08-LAYOUT | URBAN NDHQ | BAGALKOT | MUDHOL | BELAGAVI | BAGALKOT | MUDHOL | MUDHOL | SO-I(TOWN)
3734 | VAJRAMATTI_220KV | VAJRAMATTI_220KV | 111952231J | MUDHOL_110KV | BANK-2 | F10 | J | F10-KHB | URBAN NDHQ | BAGALKOT | MUDHOL | BELAGAVI | BAGALKOT | MUDHOL | MUDHOL | SO-I(TOWN)
3735 | VAJRAMATTI_220KV | VAJRAMATTI_220KV | 111952231K | MUDHOL_110KV | BANK-3 | F13 | K | F13-CHICHAKHANDI | AGRICULTURE | BAGALKOT | MUDHOL | BELAGAVI | BAGALKOT | MUDHOL | LOKAPUR | CHICHAKHANDI
3736 | VAJRAMATTI_220KV | VAJRAMATTI_220KV | 111952231L | MUDHOL_110KV | BANK-3 | F15 | L | F15-KISHORI | AGRICULTURE | BAGALKOT | MUDHOL | BELAGAVI | BAGALKOT | MUDHOL | MUDHOL | SO-IV(MANTUR)
3737 | VAJRAMATTI_220KV | VAJRAMATTI_220KV | 111952231M | MUDHOL_110KV | BANK-3 | F14 | M | F14-ROOGI NJY | NJY | BAGALKOT | MUDHOL | BELAGAVI | BAGALKOT | MUDHOL | MUDHOL | SO-II(RURAL)
3738 | VAJRAMATTI_220KV | VAJRAMATTI_220KV | 111952231N | MUDHOL_110KV | BANK-3 | F11 | N | F11-NEW MANTUR | AGRICULTURE | BAGALKOT | MUDHOL | BELAGAVI | BAGALKOT | MUDHOL | MUDHOL | SO-II(RURAL)
3743 | SAUNDATTI_220KV | ITNAL(BHL)_110KV | 120471439A | MUGALIHAL_110KV | BANK-1 | F01 | A | F01-GOOLIMADDI NJY | NJY | BELAGAVI | SAUNDATTI | BELAGAVI | BELAGAVI | BAILHONGAL | SAUNDATTI | YARAGATTI
3744 | SAUNDATTI_220KV | ITNAL(BHL)_110KV | 120471439D | MUGALIHAL_110KV | BANK-1 | F02 | D | F02-AKKISAGAR IP | AGRICULTURE | BELAGAVI | SAUNDATTI | BELAGAVI | BELAGAVI | BAILHONGAL | SAUNDATTI | YARAGATTI
3745 | SAUNDATTI_220KV | ITNAL(BHL)_110KV | 120471439E | MUGALIHAL_110KV | BANK-1 | F03 | E | F03-KODLIWAD IP | AGRICULTURE | BELAGAVI | SAUNDATTI | BELAGAVI | BELAGAVI | BAILHONGAL | SAUNDATTI | YARAGATTI
3746 | SAUNDATTI_220KV | ITNAL(BHL)_110KV | 120471439F | MUGALIHAL_110KV | BANK-1 | F04 | F | F04-PUJARI THOTA IP | AGRICULTURE | BELAGAVI | SAUNDATTI | BELAGAVI | BELAGAVI | BAILHONGAL | SAUNDATTI | YARAGATTI
3747 | SAUNDATTI_220KV | ITNAL(BHL)_110KV | 120471439B | MUGALIHAL_110KV | BANK-1 | F05 | B | F05-MUGALIHAL NJY | NJY | BELAGAVI | SAUNDATTI | BELAGAVI | BELAGAVI | BAILHONGAL | SAUNDATTI | YARAGATTI
3748 | SAUNDATTI_220KV | ITNAL(BHL)_110KV | 120471439G | MUGALIHAL_110KV | BANK-1 | F06 | G | F06-CANAL IP | AGRICULTURE | BELAGAVI | SAUNDATTI | BELAGAVI | BELAGAVI | BAILHONGAL | SAUNDATTI | YARAGATTI
3749 | SAUNDATTI_220KV | ITNAL(BHL)_110KV | 120471439C | MUGALIHAL_110KV | BANK-2 | F07 | C | F07-ITNAL MADDI | AGRICULTURE | BELAGAVI | SAUNDATTI | BELAGAVI | BELAGAVI | BAILHONGAL | SAUNDATTI | YARAGATTI
3750 | SAUNDATTI_220KV | ITNAL(BHL)_110KV | 120471439H | MUGALIHAL_110KV | BANK-2 | F08 | H | F08-MEELIKERI IP | AGRICULTURE | BELAGAVI | SAUNDATTI | BELAGAVI | BELAGAVI | BAILHONGAL | SAUNDATTI | YARAGATTI
3751 | SAUNDATTI_220KV | ITNAL(BHL)_110KV | 120471439I | MUGALIHAL_110KV | BANK-2 | F09 | I | F09-DASANAL MADDI IP | AGRICULTURE | BELAGAVI | SAUNDATTI | BELAGAVI | BELAGAVI | BAILHONGAL | SAUNDATTI | YARAGATTI
3752 | SAUNDATTI_220KV | ITNAL(BHL)_110KV | 120471439J | MUGALIHAL_110KV | BANK-2 | F10 | J | F10-BENACHI IP | AGRICULTURE | BELAGAVI | SAUNDATTI | BELAGAVI | BELAGAVI | BAILHONGAL | SAUNDATTI | YARAGATTI
3753 | SAUNDATTI_220KV | ITNAL(BHL)_110KV | 120471439K | MUGALIHAL_110KV | BANK-2 | F11 | K | F11-DHARAMATTI IP | AGRICULTURE | BELAGAVI | SAUNDATTI | BELAGAVI | BELAGAVI | BAILHONGAL | SAUNDATTI | YARAGATTI
3755 | CHIKKODI_220KV | CHIKKODI_220KV | 132034475A | MUGALAKHOD(RBG)_110KV | BANK-1 | F01 | A | F01-GADAGI THOT | AGRICULTURE | BELAGAVI | RAIBAG | BELAGAVI | CHIKKODI | RAIBAG | HARUGERI | MUGALAKHOD
3756 | CHIKKODI_220KV | CHIKKODI_220KV | 132034475B | MUGALAKHOD(RBG)_110KV | BANK-1 | F02 | B | F02-MUDHOL THOT | AGRICULTURE | BELAGAVI | RAIBAG | BELAGAVI | CHIKKODI | RAIBAG | HARUGERI | MUGALAKHOD
3757 | CHIKKODI_220KV | CHIKKODI_220KV | 132034475D | MUGALAKHOD(RBG)_110KV | BANK-1 | F04 | D | F04-PHONE OFFICE | AGRICULTURE | BELAGAVI | RAIBAG | BELAGAVI | CHIKKODI | RAIBAG | HARUGERI | MUGALAKHOD
3758 | CHIKKODI_220KV | CHIKKODI_220KV | 132034475E | MUGALAKHOD(RBG)_110KV | BANK-1 | F05 | E | F05-YADYANAKODI SCHOOL | AGRICULTURE | BELAGAVI | RAIBAG | BELAGAVI | CHIKKODI | RAIBAG | HARUGERI | MUGALAKHOD
3759 | CHIKKODI_220KV | CHIKKODI_220KV | 132034475F | MUGALAKHOD(RBG)_110KV | BANK-1 | F06 | F | F06-OLD IB | AGRICULTURE | BELAGAVI | RAIBAG | BELAGAVI | CHIKKODI | RAIBAG | HARUGERI | MUGALAKHOD
3760 | CHIKKODI_220KV | CHIKKODI_220KV | 132034475G | MUGALAKHOD(RBG)_110KV | BANK-2 | F07 | G | F07-GOKAK THOT | AGRICULTURE | BELAGAVI | RAIBAG | BELAGAVI | CHIKKODI | RAIBAG | HARUGERI | MUGALAKHOD
3761 | CHIKKODI_220KV | CHIKKODI_220KV | 132034475H | MUGALAKHOD(RBG)_110KV | BANK-2 | F08 | H | F08-MUSHI THOT | AGRICULTURE | BELAGAVI | RAIBAG | BELAGAVI | CHIKKODI | RAIBAG | HARUGERI | MUGALAKHOD
3762 | CHIKKODI_220KV | CHIKKODI_220KV | 132034475I | MUGALAKHOD(RBG)_110KV | BANK-2 | F09 | I | F09-KAMBAR THOT | AGRICULTURE | BELAGAVI | RAIBAG | BELAGAVI | CHIKKODI | RAIBAG | HARUGERI | MUGALAKHOD
3764 | CHIKKODI_220KV | CHIKKODI_220KV | 132034475K | MUGALAKHOD(RBG)_110KV | BANK-2 | F11 | K | F11-HUKKERI THOT | AGRICULTURE | BELAGAVI | RAIBAG | BELAGAVI | CHIKKODI | RAIBAG | HARUGERI | MUGALAKHOD
3765 | CHIKKODI_220KV | CHIKKODI_220KV | 132034475L | MUGALAKHOD(RBG)_110KV | BANK-2 | F12 | L | F12-BALOJI THOT | AGRICULTURE | BELAGAVI | RAIBAG | BELAGAVI | CHIKKODI | RAIBAG | HARUGERI | MUGALAKHOD
3766 | CHIKKODI_220KV | CHIKKODI_220KV | 132034475C | MUGALAKHOD(RBG)_110KV | BANK-1 | F03 | C | F03-MUGALAKHOD NJY | NJY | BELAGAVI | RAIBAG | BELAGAVI | CHIKKODI | RAIBAG | HARUGERI | MUGALAKHOD
3767 | MUGALKHOD (KABBUR)_220KV | MUGALKHOD (KABBUR)_220KV | 130713421C | MUGALKHOD (KABBUR)_220KV | BANK-1 | F03 | C | F03-SHELEVADEVI IP | AGRICULTURE | BELAGAVI | CHIKKODI | BELAGAVI | CHIKKODI | CHIKKODI | CHIKKODI | KABBUR
3768 | MUGALKHOD (KABBUR)_220KV | MUGALKHOD (KABBUR)_220KV | 132060421E | MUGALKHOD (KABBUR)_220KV | BANK-1 | F04 | E | F04-MAVINAHONDA | AGRICULTURE | BELAGAVI | RAIBAG | BELAGAVI | CHIKKODI | RAIBAG | RAIBAG | RAIBAG-II
3769 | MUGALKHOD (KABBUR)_220KV | MUGALKHOD (KABBUR)_220KV | 132060421D | MUGALKHOD (KABBUR)_220KV | BANK-1 | F05 | D | F05-GIRINAIKWADI IP | AGRICULTURE | BELAGAVI | RAIBAG | BELAGAVI | CHIKKODI | RAIBAG | RAIBAG | RAIBAG-I
3773 | MAHALINGAPUR_220KV | RANNABELAGALI_110KV | 111952456A | MUGALKHOD_110KV | BANK-1 | F01 | A | F01-MALINGARAY | AGRICULTURE | BAGALKOT | MUDHOL | BELAGAVI | BAGALKOT | MUDHOL | MUDHOL | MUGALKOD
3774 | MAHALINGAPUR_220KV | RANNABELAGALI_110KV | 111952456B | MUGALKHOD_110KV | BANK-1 | F02 | B | F02-NARAGATTI | AGRICULTURE | BAGALKOT | MUDHOL | BELAGAVI | BAGALKOT | MUDHOL | MUDHOL | MUGALKOD
3775 | MAHALINGAPUR_220KV | RANNABELAGALI_110KV | 111952456C | MUGALKHOD_110KV | BANK-1 | F03 | C | F03-MUGALKOD NJY | NJY | BAGALKOT | MUDHOL | BELAGAVI | BAGALKOT | MUDHOL | MUDHOL | MUGALKOD
3776 | MAHALINGAPUR_220KV | RANNABELAGALI_110KV | 111952456E | MUGALKHOD_110KV | BANK-1 | F05 | E | F05-RAMAYOGI | AGRICULTURE | BAGALKOT | MUDHOL | BELAGAVI | BAGALKOT | MUDHOL | MUDHOL | MUGALKOD
3778 | B.BAGEWADI_220KV | B.BAGEWADI_220KV | 180257232A | MUKARTIHAL_110KV | BANK-1 | F02 | A | F02-BEERALADINNI | AGRICULTURE | VIJAYAPUR | B.BAGEWADI | BELAGAVI | VIJAYAPUR | B.BAGEWADI | NIDAGUNDI | TELAGI
3779 | B.BAGEWADI_220KV | B.BAGEWADI_220KV | 180257232M | MUKARTIHAL_110KV | BANK-1 | F01 | M | F01-BUDNI | AGRICULTURE | VIJAYAPUR | NIDAGUNDI | BELAGAVI | VIJAYAPUR | B.BAGEWADI | NIDAGUNDI | TELAGI
3780 | B.BAGEWADI_220KV | B.BAGEWADI_220KV | 180257232C | MUKARTIHAL_110KV | BANK-1 | F04 | C | F04-HALIHALLA | AGRICULTURE | VIJAYAPUR | B.BAGEWADI | BELAGAVI | VIJAYAPUR | B.BAGEWADI | B.BAGEWADI | B.BAGEWADI RURAL
3781 | B.BAGEWADI_220KV | B.BAGEWADI_220KV | 180257232E | MUKARTIHAL_110KV | BANK-1 | F03 | E | F03-HANGARAGI | AGRICULTURE | VIJAYAPUR | NIDAGUNDI | BELAGAVI | VIJAYAPUR | B.BAGEWADI | NIDAGUNDI | NIDAGUNDI RURAL
3782 | B.BAGEWADI_220KV | B.BAGEWADI_220KV | 180257232F | MUKARTIHAL_110KV | BANK-1 | F08 | F | F08-KANKAL NJY | NJY | VIJAYAPUR | B.BAGEWADI | BELAGAVI | VIJAYAPUR | B.BAGEWADI | B.BAGEWADI | B.BAGEWADI RURAL
3783 | B.BAGEWADI_220KV | B.BAGEWADI_220KV | 180257232G | MUKARTIHAL_110KV | BANK-2 | F11 | G | F11-VANDAL NJY | NJY | VIJAYAPUR | NIDAGUNDI | BELAGAVI | VIJAYAPUR | B.BAGEWADI | NIDAGUNDI | NIDAGUNDI RURAL
3784 | B.BAGEWADI_220KV | B.BAGEWADI_220KV | 180257232H | MUKARTIHAL_110KV | BANK-2 | F05 | H | F05-RAJANAL | AGRICULTURE | VIJAYAPUR | NIDAGUNDI | BELAGAVI | VIJAYAPUR | B.BAGEWADI | NIDAGUNDI | NIDAGUNDI URBAN
3785 | B.BAGEWADI_220KV | B.BAGEWADI_220KV | 180257232I | MUKARTIHAL_110KV | BANK-2 | F10 | I | F10-NARSALAGI IP | AGRICULTURE | VIJAYAPUR | B.BAGEWADI | BELAGAVI | VIJAYAPUR | B.BAGEWADI | B.BAGEWADI | B.BAGEWADI RURAL
3786 | B.BAGEWADI_220KV | B.BAGEWADI_220KV | 180257232J | MUKARTIHAL_110KV | BANK-2 | F09 | J | F09-UPPALADDINI | AGRICULTURE | VIJAYAPUR | B.BAGEWADI | BELAGAVI | VIJAYAPUR | B.BAGEWADI | B.BAGEWADI | B.BAGEWADI RURAL
3787 | B.BAGEWADI_220KV | B.BAGEWADI_220KV | 180257232K | MUKARTIHAL_110KV | BANK-2 | F06 | K | F06-BIDNAL NJY | NJY | VIJAYAPUR | NIDAGUNDI | BELAGAVI | VIJAYAPUR | B.BAGEWADI | NIDAGUNDI | NIDAGUNDI URBAN
3788 | B.BAGEWADI_220KV | B.BAGEWADI_220KV | 180204232M | MUKARTIHAL_110KV | BANK-2 | F07 | M | F07-AMBALANUR IP | AGRICULTURE | VIJAYAPUR | B.BAGEWADI | BELAGAVI | VIJAYAPUR | B.BAGEWADI | B.BAGEWADI | B.BAGEWADI RURAL
3789 | B.BAGEWADI_220KV | B.BAGEWADI_220KV | 180257232L | MUKARTIHAL_110KV | BANK-2 | F12 | L | F12-HEBBAL | AGRICULTURE | VIJAYAPUR | NIDAGUNDI | BELAGAVI | VIJAYAPUR | B.BAGEWADI | NIDAGUNDI | NIDAGUNDI URBAN
3790 | B.BAGEWADI_220KV | B.BAGEWADI_220KV | 180257232O | MUKARTIHAL_110KV | BANK-2 | F13 | O | F13-INGALESHWAR WS | WATER SUPPLY | VIJAYAPUR | NIDAGUNDI | BELAGAVI | VIJAYAPUR | B.BAGEWADI | NIDAGUNDI | NIDAGUNDI URBAN
3794 | SAUNDATTI_220KV | SAUNDATTI_220KV | 120471233A | MUNAVALLI_110KV | BANK-1 | F01 | A | F01-HONNAKUPPI IP | AGRICULTURE | BELAGAVI | SAUNDATTI | BELAGAVI | BELAGAVI | BAILHONGAL | SAUNDATTI | MUNAVALLI
3795 | SAUNDATTI_220KV | SAUNDATTI_220KV | 120471233B | MUNAVALLI_110KV | BANK-1 | F05 | B | F05-AKALAMADDI | AGRICULTURE | BELAGAVI | SAUNDATTI | BELAGAVI | BELAGAVI | BAILHONGAL | SAUNDATTI | MUNAVALLI
3796 | SAUNDATTI_220KV | SAUNDATTI_220KV | 120471233C | MUNAVALLI_110KV | BANK-3 | F13 | C | F13-KALLOLLI IP | AGRICULTURE | BELAGAVI | SAUNDATTI | BELAGAVI | BELAGAVI | BAILHONGAL | SAUNDATTI | MUNAVALLI
3797 | SAUNDATTI_220KV | SAUNDATTI_220KV | 120471233D | MUNAVALLI_110KV | BANK-1 | F04 | D | F04-MUNAVALLI IP | AGRICULTURE | BELAGAVI | SAUNDATTI | BELAGAVI | BELAGAVI | BAILHONGAL | SAUNDATTI | MUNAVALLI
3798 | SAUNDATTI_220KV | SAUNDATTI_220KV | 120471233E | MUNAVALLI_110KV | BANK-1 | F02 | E | F02-MUNAVALLI TOWN | URBAN NDHQ | BELAGAVI | SAUNDATTI | BELAGAVI | BELAGAVI | BAILHONGAL | SAUNDATTI | MUNAVALLI
3799 | SAUNDATTI_220KV | SAUNDATTI_220KV | 120471233F | MUNAVALLI_110KV | BANK-1 | F06 | F | F06A-HALLUR | AGRICULTURE | BELAGAVI | SAUNDATTI | BELAGAVI | BELAGAVI | BAILHONGAL | SAUNDATTI | MUNAVALLI
3801 | SAUNDATTI_220KV | SAUNDATTI_220KV | 120471233J | MUNAVALLI_110KV | BANK-2 | F07 | J | F07-AJJAPPAN IP | AGRICULTURE | BELAGAVI | SAUNDATTI | BELAGAVI | BELAGAVI | BAILHONGAL | SAUNDATTI | MUNAVALLI
3802 | SAUNDATTI_220KV | SAUNDATTI_220KV | 120471233M | MUNAVALLI_110KV | BANK-2 | F08 | M | F08-YAKKERI IP | AGRICULTURE | BELAGAVI | SAUNDATTI | BELAGAVI | BELAGAVI | BAILHONGAL | SAUNDATTI | MUNAVALLI
3803 | SAUNDATTI_220KV | SAUNDATTI_220KV | 120471233K | MUNAVALLI_110KV | BANK-2 | F09 | K | F09-SHINDOGI IP | AGRICULTURE | BELAGAVI | SAUNDATTI | BELAGAVI | BELAGAVI | BAILHONGAL | SAUNDATTI | MUNAVALLI
3804 | SAUNDATTI_220KV | SAUNDATTI_220KV | 120471233H | MUNAVALLI_110KV | BANK-2 | F10 | H | F10-BHANDARAHALLI IP | AGRICULTURE | BELAGAVI | SAUNDATTI | BELAGAVI | BELAGAVI | BAILHONGAL | SAUNDATTI | MUNAVALLI
3805 | SAUNDATTI_220KV | SAUNDATTI_220KV | 120471233I | MUNAVALLI_110KV | BANK-2 | F11 | I | F11-MUTTEMMA IP | AGRICULTURE | BELAGAVI | SAUNDATTI | BELAGAVI | BELAGAVI | BAILHONGAL | SAUNDATTI | MUNAVALLI
3806 | SAUNDATTI_220KV | SAUNDATTI_220KV | 120471233N | MUNAVALLI_110KV | BANK-2 | F12 | N | F12-BANDEMMA IP | AGRICULTURE | BELAGAVI | SAUNDATTI | BELAGAVI | BELAGAVI | BAILHONGAL | SAUNDATTI | MUNAVALLI
3807 | SAUNDATTI_220KV | SAUNDATTI_220KV | 120471233O | MUNAVALLI_110KV | BANK-1 | F03 | O | F03-GONDI IP | AGRICULTURE | BELAGAVI | SAUNDATTI | BELAGAVI | BELAGAVI | BAILHONGAL | SAUNDATTI | MUNAVALLI
3808 | SAUNDATTI_220KV | SAUNDATTI_220KV | 120471233P | MUNAVALLI_110KV | BANK-3 | F14 | P | F14-DAM | WATER SUPPLY | BELAGAVI | SAUNDATTI | BELAGAVI | BELAGAVI | BAILHONGAL | SAUNDATTI | MUNAVALLI
3809 | SAUNDATTI_220KV | SAUNDATTI_220KV | 120471233Q | MUNAVALLI_110KV | BANK-3 | F15 | Q | F15A-GORABAL | AGRICULTURE | BELAGAVI | SAUNDATTI | BELAGAVI | BELAGAVI | BAILHONGAL | SAUNDATTI | MUNAVALLI
3811 | SAUNDATTI_220KV | SAUNDATTI_220KV | 122161233R | MUNAVALLI_110KV | BANK-3 | F16 | R | F16-BOCHABAL | AGRICULTURE | BELAGAVI | BAILHONGAL | BELAGAVI | BELAGAVI | RAMDURG | RAMDURG | RURAL
3812 | SAUNDATTI_220KV | SAUNDATTI_220KV | 120471233S | MUNAVALLI_110KV | BANK-3 | F17 | S | F17-TERADAKOPPA NJY | NJY | BELAGAVI | SAUNDATTI | BELAGAVI | BELAGAVI | BAILHONGAL | SAUNDATTI | MUNAVALLI
3813 | SAUNDATTI_220KV | SAUNDATTI_220KV | 120471233T | MUNAVALLI_110KV | BANK-3 | F18 | T | F18-RAMDURG W/S TMC | WATER SUPPLY | BELAGAVI | SAUNDATTI | BELAGAVI | BELAGAVI | BAILHONGAL | SAUNDATTI | MUNAVALLI
3818 | SAUNDATTI_220KV | MUNAVALLI_110KV | 120471234A | MUNAVALLI_33KV | BANK-1 | F01 | A | F01-GANDHINAGAR | AGRICULTURE | BELAGAVI | SAUNDATTI | BELAGAVI | BELAGAVI | BAILHONGAL | SAUNDATTI | MUNAVALLI
3819 | SAUNDATTI_220KV | MUNAVALLI_110KV | 120471234B | MUNAVALLI_33KV | BANK-1 | F02 | B | F02-HIRUR IP | AGRICULTURE | BELAGAVI | SAUNDATTI | BELAGAVI | BELAGAVI | BAILHONGAL | SAUNDATTI | MUNAVALLI
3820 | SAUNDATTI_220KV | MUNAVALLI_110KV | 120471234C | MUNAVALLI_33KV | BANK-2 | F03 | C | F03-TEGGIHAL | AGRICULTURE | BELAGAVI | SAUNDATTI | BELAGAVI | BELAGAVI | BAILHONGAL | SAUNDATTI | MUNAVALLI
3821 | SAUNDATTI_220KV | MUNAVALLI_110KV | 120471234D | MUNAVALLI_33KV | BANK-2 | F04 | D | F04-RAYANNA MADDI IP | AGRICULTURE | BELAGAVI | SAUNDATTI | BELAGAVI | BELAGAVI | BAILHONGAL | SAUNDATTI | MUNAVALLI
3822 | SAUNDATTI_220KV | MUNAVALLI_110KV | 120471234E | MUNAVALLI_33KV | BANK-2 | F05 | E | F05-SIDDESWAR IP | AGRICULTURE | BELAGAVI | SAUNDATTI | BELAGAVI | BELAGAVI | BAILHONGAL | SAUNDATTI | MUNAVALLI
3823 | VAJRAMATTI_220KV | VAJRAMATTI_220KV | 111741235B | MUNDAGANUR_110KV | BANK-1 | F02 | B | F02-CHINAGUNDI | AGRICULTURE | BAGALKOT | JAMAKHANDI | BELAGAVI | BAGALKOT | JAMAKHANDI | JAMAKHANDI | JAMKHANDI RURAL-II
3824 | VAJRAMATTI_220KV | VAJRAMATTI_220KV | 111741235C | MUNDAGANUR_110KV | BANK-1 | F03 | C | F03-CHINAGUNDI RIVERBED IP | AGRICULTURE | BAGALKOT | JAMAKHANDI | BELAGAVI | BAGALKOT | JAMAKHANDI | JAMAKHANDI | JAMKHANDI RURAL-II
3825 | VAJRAMATTI_220KV | VAJRAMATTI_220KV | 111741235D | MUNDAGANUR_110KV | BANK-1 | F11 | D | F11-LINGANUR NJY | NJY | BAGALKOT | JAMAKHANDI | BELAGAVI | BAGALKOT | JAMAKHANDI | JAMAKHANDI | KONNUR
3826 | VAJRAMATTI_220KV | VAJRAMATTI_220KV | 111741235H | MUNDAGANUR_110KV | BANK-2 | F13 | H | F13-LINGANUR IP | AGRICULTURE | BAGALKOT | JAMAKHANDI | BELAGAVI | BAGALKOT | JAMAKHANDI | JAMAKHANDI | KONNUR
3827 | VAJRAMATTI_220KV | MANTUR_110KV | 111910235A | MUNDAGANUR_110KV | BANK-1 | F01 | A | F01-MUNDAGANUR | AGRICULTURE | BAGALKOT | BILAGI | BELAGAVI | BAGALKOT | MUDHOL | BILAGI | GALAGALI
3828 | VAJRAMATTI_220KV | MANTUR_110KV | 111910235E | MUNDAGANUR_110KV | BANK-2 | F05 | E | F05-KOLUR VILLAGE | AGRICULTURE | BAGALKOT | BILAGI | BELAGAVI | BAGALKOT | MUDHOL | BILAGI | GALAGALI
3829 | VAJRAMATTI_220KV | MANTUR_110KV | 111910235F | MUNDAGANUR_110KV | BANK-2 | F06 | F | F06-KOLUR IP | AGRICULTURE | BAGALKOT | BILAGI | BELAGAVI | BAGALKOT | MUDHOL | BILAGI | GALAGALI
3830 | VAJRAMATTI_220KV | MANTUR_110KV | 111910235G | MUNDAGANUR_110KV | BANK-2 | F07 | G | F07-C HANCHINAL | AGRICULTURE | BAGALKOT | BILAGI | BELAGAVI | BAGALKOT | MUDHOL | BILAGI | GALAGALI
3831 | VAJRAMATTI_220KV | MANTUR_110KV | 111910235J | MUNDAGANUR_110KV | BANK-2 | F08 | J | F08-CHOUDAPUR | AGRICULTURE | BAGALKOT | BILAGI | BELAGAVI | BAGALKOT | MUDHOL | BILAGI | GALAGALI
3832 | VAJRAMATTI_220KV | MANTUR_110KV | 111910235I | MUNDAGANUR_110KV | BANK-1 | F09 | I | F09-KOLUR NJY | NJY | BAGALKOT | BILAGI | BELAGAVI | BAGALKOT | MUDHOL | BILAGI | GALAGALI
3833 | VAJRAMATTI_220KV | MANTUR_110KV | 111741235K | MUNDAGANUR_110KV | BANK-3 | F14 | K | F14-SHIVAPUTRA IP | AGRICULTURE | BAGALKOT | JAMAKHANDI | BELAGAVI | BAGALKOT | JAMAKHANDI | JAMAKHANDI | KONNUR
3834 | VAJRAMATTI_220KV | MANTUR_110KV | 111910235L | MUNDAGANUR_110KV | BANK-3 | F10 | L | F10-BALAMATTI | AGRICULTURE | BAGALKOT | BILAGI | BELAGAVI | BAGALKOT | MUDHOL | BILAGI | GALAGALI
3835 | VAJRAMATTI_220KV | MANTUR_110KV | 111910235M | MUNDAGANUR_110KV | BANK-1 | F04 | M | F04-KUMARESWAR | AGRICULTURE | BAGALKOT | BILAGI | BELAGAVI | BAGALKOT | MUDHOL | BILAGI | GALAGALI
3842 | GADAG_220KV | GADAG_220KV | 251053236B | MUNDARGI_110KV | BANK-1 | F04 | B | F04-BARDUR | AGRICULTURE | GADAG | MUNDARGI | HUBBALLI | GADAG | GADAG | MUNDARGI | DAMBAL
3843 | GADAG_220KV | GADAG_220KV | 251053236C | MUNDARGI_110KV | BANK-1 | F03 | C | F03-MUNDARGI | URBAN NDHQ | GADAG | MUNDARGI | HUBBALLI | GADAG | GADAG | MUNDARGI | MUNDARGI URBAN
3844 | GADAG_220KV | GADAG_220KV | 251053236D | MUNDARGI_110KV | BANK-1 | F19 | D | F19-MEVUNDI | AGRICULTURE | GADAG | MUNDARGI | HUBBALLI | GADAG | GADAG | MUNDARGI | DAMBAL
3845 | GADAG_220KV | GADAG_220KV | 291053236U | MUNDARGI_110KV | BANK-1 | F05 | U | F05-KHB TOWN | URBAN NDHQ | GADAG | MUNDARGI | HUBBALLI | GADAG | GADAG | MUNDARGI | MUNDARGI URBAN
3846 | GADAG_220KV | GADAG_220KV | 251053236F | MUNDARGI_110KV | BANK-1 | F06 | F | F06-KORLAHALLI | AGRICULTURE | GADAG | MUNDARGI | HUBBALLI | GADAG | GADAG | MUNDARGI | MUNDARGI URBAN
3847 | GADAG_220KV | GADAG_220KV | 251053236G | MUNDARGI_110KV | BANK-2 | F07 | G | F07-HESARUR | AGRICULTURE | GADAG | MUNDARGI | HUBBALLI | GADAG | GADAG | MUNDARGI | MUNDARGI URBAN
3848 | GADAG_220KV | GADAG_220KV | 251053236H | MUNDARGI_110KV | BANK-2 | F08 | H | F08-KAKKUR | AGRICULTURE | GADAG | MUNDARGI | HUBBALLI | GADAG | GADAG | MUNDARGI | MUNDARGI URBAN
3849 | GADAG_220KV | GADAG_220KV | 251053236I | MUNDARGI_110KV | BANK-1 | F02 | I | F02-KALAKERI | AGRICULTURE | GADAG | MUNDARGI | HUBBALLI | GADAG | GADAG | MUNDARGI | MUNDARGI URBAN
3850 | GADAG_220KV | GADAG_220KV | 251053236P | MUNDARGI_110KV | BANK-2 | F10 | P | F10-ASHA KIRANA IP | AGRICULTURE | GADAG | MUNDARGI | HUBBALLI | GADAG | GADAG | MUNDARGI | MUNDARGI URBAN
3851 | GADAG_220KV | GADAG_220KV | 251053236J | MUNDARGI_110KV | BANK-1 | F16 | J | F16-MUNDARAGI WATER SUPPLY | WATER SUPPLY | GADAG | MUNDARGI | HUBBALLI | GADAG | GADAG | MUNDARGI | MUNDARGI URBAN
3853 | GADAG_220KV | GADAG_220KV | 251053236L | MUNDARGI_110KV | BANK-2 | F09 | L | F09-KALKERI NJY-1 | NJY | GADAG | MUNDARGI | HUBBALLI | GADAG | GADAG | MUNDARGI | MUNDARGI URBAN
3854 | GADAG_220KV | GADAG_220KV | 251053236S | MUNDARGI_110KV | BANK-1 | F18 | S | F18-VIRUPAPUR | AGRICULTURE | GADAG | MUNDARGI | HUBBALLI | GADAG | GADAG | MUNDARGI | MUNDARGI URBAN
3855 | GADAG_220KV | GADAG_220KV | 251053236R | MUNDARGI_110KV | BANK-1 | F20 | R | F20-EKLASAPUR NJY | NJY | GADAG | MUNDARGI | HUBBALLI | GADAG | GADAG | MUNDARGI | DAMBAL
3856 | GADAG_220KV | GADAG_220KV | 251053236Q | MUNDARGI_110KV | BANK-2 | F21 | Q | F21-BASAPUR | AGRICULTURE | GADAG | MUNDARGI | HUBBALLI | GADAG | GADAG | MUNDARGI | MUNDARGI URBAN
3857 | GADAG_220KV | GADAG_220KV | 251053236M | MUNDARGI_110KV | BANK-1 | F13 | M | F13-KORLAHALLI NJY-2 | NJY | GADAG | MUNDARGI | HUBBALLI | GADAG | GADAG | MUNDARGI | MUNDARGI URBAN
3860 | GADAG_220KV | GADAG_220KV | 251053236T | MUNDARGI_110KV | BANK-1 | F17 | T | F17-HAROGERI WATER SUPPLY | WATER SUPPLY | GADAG | MUNDARGI | HUBBALLI | GADAG | GADAG | MUNDARGI | DAMBAL
3863 | SHIGGAON_220KV | SHIGGAON_220KV | 272354237A | MUNDGOD_110KV | BANK-1 | F01 | A | F01-MUNDGOD TOWN1 | URBAN NDHQ | UTTAR KANNADA | MUNDGOD | HUBBALLI | SIRSI | SIRSI | MUNDGOD | MUNDGOD
3864 | SHIGGAON_220KV | SHIGGAON_220KV | 272354237B | MUNDGOD_110KV | BANK-2 | F08 | B | F08-INDOOR | RURAL | UTTAR KANNADA | MUNDGOD | HUBBALLI | SIRSI | SIRSI | MUNDGOD | MUNDGOD
3865 | SHIGGAON_220KV | SHIGGAON_220KV | 272354237C | MUNDGOD_110KV | BANK-1 | F04 | C | F04-CHOWDALLI | RURAL | UTTAR KANNADA | MUNDGOD | HUBBALLI | SIRSI | SIRSI | MUNDGOD | MUNDGOD
3866 | SHIGGAON_220KV | SHIGGAON_220KV | 272354237D | MUNDGOD_110KV | BANK-1 | F05 | D | F05-TIBETIAN COLONY | RURAL | UTTAR KANNADA | MUNDGOD | HUBBALLI | SIRSI | SIRSI | MUNDGOD | MUNDGOD
3867 | SHIGGAON_220KV | SHIGGAON_220KV | 272354237E | MUNDGOD_110KV | BANK-2 | F14 | E | F14-SALAGAON | RURAL | UTTAR KANNADA | MUNDGOD | HUBBALLI | SIRSI | SIRSI | MUNDGOD | MALAGI
3868 | SHIGGAON_220KV | SHIGGAON_220KV | 272354237F | MUNDGOD_110KV | BANK-2 | F11 | F | F11-BACHANAKI | RURAL | UTTAR KANNADA | MUNDGOD | HUBBALLI | SIRSI | SIRSI | MUNDGOD | MUNDGOD
3869 | SHIGGAON_220KV | SHIGGAON_220KV | 272354237G | MUNDGOD_110KV | BANK-2 | F09 | G | F09-AGADI | RURAL | UTTAR KANNADA | MUNDGOD | HUBBALLI | SIRSI | SIRSI | MUNDGOD | MUNDGOD
3870 | SHIGGAON_220KV | SHIGGAON_220KV | 272354237H | MUNDGOD_110KV | BANK-1 | F06 | H | F06-GUNJAVATI | RURAL | UTTAR KANNADA | MUNDGOD | HUBBALLI | SIRSI | SIRSI | MUNDGOD | MUNDGOD
3871 | SHIGGAON_220KV | SHIGGAON_220KV | 272354237I | MUNDGOD_110KV | BANK-2 | F10 | I | F10-SANAVALLI WATER SUPPLY | WATER SUPPLY | UTTAR KANNADA | MUNDGOD | HUBBALLI | SIRSI | SIRSI | MUNDGOD | MUNDGOD
3872 | SHIGGAON_220KV | SHIGGAON_220KV | 272354237J | MUNDGOD_110KV | BANK-1 | F02 | J | F02-MUNDGOD TOWN2 | URBAN NDHQ | UTTAR KANNADA | MUNDGOD | HUBBALLI | SIRSI | SIRSI | MUNDGOD | MUNDGOD
3873 | SHIGGAON_220KV | SHIGGAON_220KV | 272354237K | MUNDGOD_110KV | BANK-2 | F07 | K | F07-HUNGUND | RURAL | UTTAR KANNADA | MUNDGOD | HUBBALLI | SIRSI | SIRSI | MUNDGOD | MUNDGOD
3874 | SHIGGAON_220KV | SHIGGAON_220KV | 272354237L | MUNDGOD_110KV | BANK-2 | F12 | L | F12-NYASARGI | RURAL | UTTAR KANNADA | MUNDGOD | HUBBALLI | SIRSI | SIRSI | MUNDGOD | MUNDGOD
3875 | SHIGGAON_220KV | SHIGGAON_220KV | 272354237M | MUNDGOD_110KV | BANK-2 | F13 | M | F13-CHIGALLI | RURAL | UTTAR KANNADA | MUNDGOD | HUBBALLI | SIRSI | SIRSI | MUNDGOD | MALAGI
3879 | M.K. HUBLI_220KV | BAILHONGAL_110KV | 120471238A | MURAGOD_33KV | BANK-3 | F01 | A | F01-HIREBUDANUR | AGRICULTURE | BELAGAVI | SAUNDATTI | BELAGAVI | BELAGAVI | BAILHONGAL | SAUNDATTI | MURAGOD
3883 | M.K. HUBLI_220KV | BAILHONGAL_110KV | 120471238B | MURAGOD_33KV | BANK-2 | F05 | B | F05A-INCHAL | AGRICULTURE | BELAGAVI | SAUNDATTI | BELAGAVI | BELAGAVI | BAILHONGAL | SAUNDATTI | MURAGOD
3885 | M.K. HUBLI_220KV | BAILHONGAL_110KV | 120471238C | MURAGOD_33KV | BANK-3 | F12 | C | F12-SOMAPUR NJY | NJY | BELAGAVI | SAUNDATTI | BELAGAVI | BELAGAVI | BAILHONGAL | SAUNDATTI | MURAGOD
3886 | M.K. HUBLI_220KV | BAILHONGAL_110KV | 120471238D | MURAGOD_33KV | BANK-1 | F04 | D | F04-TADASALUR NJY | NJY | BELAGAVI | SAUNDATTI | BELAGAVI | BELAGAVI | BAILHONGAL | SAUNDATTI | MURAGOD
3887 | M.K. HUBLI_220KV | BAILHONGAL_110KV | 120471238E | MURAGOD_33KV | BANK-2 | F02 | E | F02-RAMAPUR IP | AGRICULTURE | BELAGAVI | SAUNDATTI | BELAGAVI | BELAGAVI | BAILHONGAL | SAUNDATTI | MURAGOD
3888 | M.K. HUBLI_220KV | BAILHONGAL_110KV | 120471238F | MURAGOD_33KV | BANK-1 | F07 | F | F07-MARAKUMBI NJY | NJY | BELAGAVI | SAUNDATTI | BELAGAVI | BELAGAVI | BAILHONGAL | SAUNDATTI | MURAGOD
3889 | M.K. HUBLI_220KV | BAILHONGAL_110KV | 120471238M | MURAGOD_33KV | BANK-1 | F03 | M | F03A-HALAKI IP | AGRICULTURE | BELAGAVI | SAUNDATTI | BELAGAVI | BELAGAVI | BAILHONGAL | SAUNDATTI | MURAGOD
3891 | M.K. HUBLI_220KV | BAILHONGAL_110KV | 120471238G | MURAGOD_33KV | BANK-2 | F06 | G | F06-MARAKUMBI IP | AGRICULTURE | BELAGAVI | SAUNDATTI | BELAGAVI | BELAGAVI | BAILHONGAL | SAUNDATTI | MURAGOD
3893 | M.K. HUBLI_220KV | BAILHONGAL_110KV | 120471238H | MURAGOD_33KV | BANK-2 | F08 | H | F08-MURAGOD NJY | NJY | BELAGAVI | SAUNDATTI | BELAGAVI | BELAGAVI | BAILHONGAL | SAUNDATTI | MURAGOD
3894 | M.K. HUBLI_220KV | BAILHONGAL_110KV | 120471238O | MURAGOD_33KV | BANK-3 | F09 | O | F09-OBALADINNI IP | AGRICULTURE | BELAGAVI | SAUNDATTI | BELAGAVI | BELAGAVI | BAILHONGAL | SAUNDATTI | MURAGOD
3895 | M.K. HUBLI_220KV | BAILHONGAL_110KV | 120471238K | MURAGOD_33KV | BANK-3 | F10 | K | F10-CHACHADI NJY | NJY | BELAGAVI | SAUNDATTI | BELAGAVI | BELAGAVI | BAILHONGAL | SAUNDATTI | MURAGOD
3896 | M.K. HUBLI_220KV | BAILHONGAL_110KV | 120471238N | MURAGOD_33KV | BANK-3 | F11 | N | F11-SUBBAPUR IP | AGRICULTURE | BELAGAVI | SAUNDATTI | BELAGAVI | BELAGAVI | BAILHONGAL | SAUNDATTI | MURAGOD
3897 | M.K. HUBLI_220KV | BAILHONGAL_110KV | 120471238P | MURAGOD_33KV | BANK-1 | F13 | P | F13-MALAGALI LIS | LIFT IRRIGATION | BELAGAVI | SAUNDATTI | BELAGAVI | BELAGAVI | BAILHONGAL | SAUNDATTI | MURAGOD
3901 | ATHANI_220KV | ATHANI_110KV | 130103239A | MURAGUNDI_33KV | BANK-1 | F02 | A | F02-MURAGUNDI | AGRICULTURE | BELAGAVI | ATHANI | BELAGAVI | CHIKKODI | ATHANI | ATHANI | ATHANI RURAL
3902 | ATHANI_220KV | ATHANI_110KV | 130103239B | MURAGUNDI_33KV | BANK-1 | F03 | B | F03-KAVALAGUDD | AGRICULTURE | BELAGAVI | ATHANI | BELAGAVI | CHIKKODI | ATHANI | UGAR | AINAPUR
3903 | ATHANI_220KV | ATHANI_110KV | 130103239C | MURAGUNDI_33KV | BANK-3 | F09 | C | F09-HT LIS (MURAGUNDI) | LIFT IRRIGATION | BELAGAVI | ATHANI | BELAGAVI | CHIKKODI | ATHANI | ATHANI | ATHANI RURAL
3904 | ATHANI_220KV | ATHANI_110KV | 130103239D | MURAGUNDI_33KV | BANK-2 | F05 | D | F05-MURAGUNDI NJY | NJY | BELAGAVI | ATHANI | BELAGAVI | CHIKKODI | ATHANI | ATHANI | ATHANI RURAL
3905 | ATHANI_220KV | ATHANI_110KV | 130103239E | MURAGUNDI_33KV | BANK-2 | F06 | E | F06-NAIKAWADI | AGRICULTURE | BELAGAVI | ATHANI | BELAGAVI | CHIKKODI | ATHANI | ATHANI | ATHANI RURAL
3906 | ATHANI_220KV | ATHANI_110KV | 130103239F | MURAGUNDI_33KV | BANK-3 | F07 | F | F07-DEVARANATTI | AGRICULTURE | BELAGAVI | ATHANI | BELAGAVI | CHIKKODI | ATHANI | ATHANI | ATHANI RURAL
3907 | ATHANI_220KV | ATHANI_110KV | 130103239G | MURAGUNDI_33KV | BANK-1 | F01 | G | F01-MURASIDDESHWAR NJY | NJY | BELAGAVI | ATHANI | BELAGAVI | CHIKKODI | ATHANI | ATHANI | ATHANI RURAL
3908 | ATHANI_220KV | ATHANI_110KV | 130103239H | MURAGUNDI_33KV | BANK-2 | F04 | H | F04-DEVARANATTI-2 | AGRICULTURE | BELAGAVI | ATHANI | BELAGAVI | CHIKKODI | ATHANI | ATHANI | ATHANI RURAL
3909 | ATHANI_220KV | ATHANI_110KV | 130103239I | MURAGUNDI_33KV | BANK-3 | F08 | I | F08-NAIKWADI-2 | AGRICULTURE | BELAGAVI | ATHANI | BELAGAVI | CHIKKODI | ATHANI | ATHANI | ATHANI RURAL
3911 | SIRSI_220KV | SIRSI_220KV | 272709240A | MURUDESHWAR_110KV | BANK-1 | F01 | A | F01-SHIRALI | RURAL | UTTAR KANNADA | BHATKAL | HUBBALLI | SIRSI | HONNAVAR | BHATKAL | MURUDESHWAR
3912 | SIRSI_220KV | SIRSI_220KV | 272709240B | MURUDESHWAR_110KV | BANK-1 | F02 | B | F02-KOPPA | RURAL | UTTAR KANNADA | BHATKAL | HUBBALLI | SIRSI | HONNAVAR | BHATKAL | MURUDESHWAR
3913 | SIRSI_220KV | SIRSI_220KV | 272709240C | MURUDESHWAR_110KV | BANK-1 | F03 | C | F03-ALVEKODI | RURAL | UTTAR KANNADA | BHATKAL | HUBBALLI | SIRSI | HONNAVAR | BHATKAL | MURUDESHWAR
3914 | SIRSI_220KV | SIRSI_220KV | 272709240D | MURUDESHWAR_110KV | BANK-1 | F04 | D | F04-MURDESWAR | RURAL | UTTAR KANNADA | BHATKAL | HUBBALLI | SIRSI | HONNAVAR | BHATKAL | MURUDESHWAR
3915 | SIRSI_220KV | SIRSI_220KV | 272709240E | MURUDESHWAR_110KV | BANK-1 | F05 | E | F05-BAILOOR | RURAL | UTTAR KANNADA | BHATKAL | HUBBALLI | SIRSI | HONNAVAR | BHATKAL | MURUDESHWAR
3916 | SIRSI_220KV | SIRSI_220KV | 272737240F | MURUDESHWAR_110KV | BANK-1 | F06 | F | F06-MANKI EXPESS | RURAL | UTTAR KANNADA | BHATKAL | HUBBALLI | SIRSI | HONNAVAR | HONNAVAR | KASARKOD
3917 | SIRSI_220KV | SIRSI_220KV | 272709240G | MURUDESHWAR_110KV | BANK-1 | F07 | G | F07-BANDIKASHI | RURAL | UTTAR KANNADA | BHATKAL | HUBBALLI | SIRSI | HONNAVAR | BHATKAL | MURUDESHWAR
3919 | GADAG_220KV | RON_110KV | 252628241A | MUSHIGERI_33KV | BANK-1 | F01 | A | F01-SARJAPUR | AGRICULTURE | GADAG | GAJENDRAGADA | HUBBALLI | GADAG | RON | GAJENDRAGAD | SUDI
3920 | GADAG_220KV | RON_110KV | 252628241B | MUSHIGERI_33KV | BANK-1 | F09 | B | F09-NAGENDRAGADA | AGRICULTURE | GADAG | GAJENDRAGADA | HUBBALLI | GADAG | RON | GAJENDRAGAD | SUDI
3921 | GADAG_220KV | RON_110KV | 252628241C | MUSHIGERI_33KV | BANK-2 | F03 | C | F03-ITAGI | AGRICULTURE | GADAG | GAJENDRAGADA | HUBBALLI | GADAG | RON | GAJENDRAGAD | SUDI
3922 | GADAG_220KV | RON_110KV | 252628241D | MUSHIGERI_33KV | BANK-2 | F04 | D | F04-HIREHALGUNDI | AGRICULTURE | GADAG | GAJENDRAGADA | HUBBALLI | GADAG | RON | GAJENDRAGAD | SUDI
3923 | GADAG_220KV | RON_110KV | 252628241E | MUSHIGERI_33KV | BANK-2 | F05 | E | F05-SUDI NJY | NJY | GADAG | GAJENDRAGADA | HUBBALLI | GADAG | RON | GAJENDRAGAD | SUDI
3924 | GADAG_220KV | RON_110KV | 252628241F | MUSHIGERI_33KV | BANK-1 | F06 | F | F06-MUSHIGERI NJY | NJY | GADAG | GAJENDRAGADA | HUBBALLI | GADAG | RON | GAJENDRAGAD | SUDI
3925 | GADAG_220KV | RON_110KV | 252628241G | MUSHIGERI_33KV | BANK-2 | F07 | G | F07-LAKKALAKATTI | AGRICULTURE | GADAG | GAJENDRAGADA | HUBBALLI | GADAG | RON | GAJENDRAGAD | SUDI
3926 | GADAG_220KV | RON_110KV | 252628241H | MUSHIGERI_33KV | BANK-1 | F08 | H | F08-NELLUR | AGRICULTURE | GADAG | GAJENDRAGADA | HUBBALLI | GADAG | RON | GAJENDRAGAD | SUDI
3927 | GADAG_220KV | RON_110KV | 252628241I | MUSHIGERI_33KV | BANK-1 | F02 | I | F02-KALLIGANUR | AGRICULTURE | GADAG | GAJENDRAGADA | HUBBALLI | GADAG | RON | GAJENDRAGAD | SUDI
3928 | GADAG_220KV | RON_110KV | 252628241J | MUSHIGERI_33KV | BANK-1 | F10 | J | F10-RUDRAPUR NJY | NJY | GADAG | GAJENDRAGADA | HUBBALLI | GADAG | RON | GAJENDRAGAD | SUDI
3931 | B.BAGEWADI_220KV | B.BAGEWADI_220KV | 180257242A | MUTTAGI_33KV | BANK-3 | F08 | A | F08-ANGADAGERI | AGRICULTURE | VIJAYAPUR | B.BAGEWADI | BELAGAVI | VIJAYAPUR | B.BAGEWADI | NIDAGUNDI | TELAGI
3932 | B.BAGEWADI_220KV | B.BAGEWADI_220KV | 180257242B | MUTTAGI_33KV | BANK-3 | F09 | B | F09-TELAGI | AGRICULTURE | VIJAYAPUR | B.BAGEWADI | BELAGAVI | VIJAYAPUR | B.BAGEWADI | NIDAGUNDI | TELAGI
3933 | B.BAGEWADI_220KV | B.BAGEWADI_220KV | 180257242C | MUTTAGI_33KV | BANK-1 | F02 | C | F02-GOLASANGI NJY | NJY | VIJAYAPUR | B.BAGEWADI | BELAGAVI | VIJAYAPUR | B.BAGEWADI | NIDAGUNDI | TELAGI
3934 | B.BAGEWADI_220KV | B.BAGEWADI_220KV | 180204242D | MUTTAGI_33KV | BANK-2 | F04 | D | F04-MUTTAGI | AGRICULTURE | VIJAYAPUR | B.BAGEWADI | BELAGAVI | VIJAYAPUR | B.BAGEWADI | B.BAGEWADI | B.BAGEWADI RURAL
3935 | B.BAGEWADI_220KV | B.BAGEWADI_220KV | 180257242E | MUTTAGI_33KV | BANK-2 | F05 | E | F05-TALEWAD | AGRICULTURE | VIJAYAPUR | B.BAGEWADI | BELAGAVI | VIJAYAPUR | B.BAGEWADI | NIDAGUNDI | KUDAGI
3936 | B.BAGEWADI_220KV | B.BAGEWADI_220KV | 180257242F | MUTTAGI_33KV | BANK-2 | F07 | F | F07-KUDAGI NJY | NJY | VIJAYAPUR | NIDAGUNDI | BELAGAVI | VIJAYAPUR | B.BAGEWADI | NIDAGUNDI | KUDAGI
3937 | B.BAGEWADI_220KV | B.BAGEWADI_220KV | 180257242G | MUTTAGI_33KV | BANK-2 | F06 | G | F06-KUDAGI | AGRICULTURE | VIJAYAPUR | B.BAGEWADI | BELAGAVI | VIJAYAPUR | B.BAGEWADI | NIDAGUNDI | KUDAGI
3938 | B.BAGEWADI_220KV | B.BAGEWADI_220KV | 180257242H | MUTTAGI_33KV | BANK-1 | F01 | H | F01-GOLASANGI | AGRICULTURE | VIJAYAPUR | NIDAGUNDI | BELAGAVI | VIJAYAPUR | B.BAGEWADI | NIDAGUNDI | TELAGI
3939 | B.BAGEWADI_220KV | B.BAGEWADI_220KV | 180257242I | MUTTAGI_33KV | BANK-1 | F03 | I | F03-NEW TALEWAD | AGRICULTURE | VIJAYAPUR | NIDAGUNDI | BELAGAVI | VIJAYAPUR | B.BAGEWADI | NIDAGUNDI | TELAGI
3943 | INDI_220KV | INDI_110KV | 181640243A | NAAD_33KV | BANK-1 | F07 | A | F07-NAAD B.K. NJY | NJY | VIJAYAPUR | INDI | BELAGAVI | VIJAYAPUR | INDI | INDI | NAAD
3944 | INDI_220KV | INDI_110KV | 181640243B | NAAD_33KV | BANK-1 | F02 | B | F02-GOLASAR | AGRICULTURE | VIJAYAPUR | INDI | BELAGAVI | VIJAYAPUR | INDI | INDI | NAAD
3945 | INDI_220KV | INDI_110KV | 181640243C | NAAD_33KV | BANK-1 | F03 | C | F03-MIRAGI | AGRICULTURE | VIJAYAPUR | INDI | BELAGAVI | VIJAYAPUR | INDI | INDI | NAAD
3946 | INDI_220KV | INDI_110KV | 181640243D | NAAD_33KV | BANK-2 | F04 | D | F04-NAAD | AGRICULTURE | VIJAYAPUR | INDI | BELAGAVI | VIJAYAPUR | INDI | INDI | NAAD
3947 | INDI_220KV | INDI_110KV | 181640243E | NAAD_33KV | BANK-2 | F05 | E | F05-ARJUNAGI | AGRICULTURE | VIJAYAPUR | INDI | BELAGAVI | VIJAYAPUR | INDI | INDI | NAAD
3948 | INDI_220KV | INDI_110KV | 181640243F | NAAD_33KV | BANK-2 | F06 | F | F06-SHIRASHYAD | AGRICULTURE | VIJAYAPUR | INDI | BELAGAVI | VIJAYAPUR | INDI | INDI | NAAD
3949 | INDI_220KV | INDI_110KV | 181640243G | NAAD_33KV | BANK-1 | F01 | G | F01-HANCHANAL | AGRICULTURE | VIJAYAPUR | INDI | BELAGAVI | VIJAYAPUR | INDI | INDI | NAAD
3953 | INDI_220KV | INDI_110KV | 181640471A | NAADA_110KV | BANK-1 | F01 | A | F01-PUNDALINGESHAWAR IP | AGRICULTURE | VIJAYAPUR | INDI | BELAGAVI | VIJAYAPUR | INDI | INDI | INDI RURAL
3954 | INDI_220KV | INDI_110KV | 181640471B | NAADA_110KV | BANK-1 | F02 | B | F02-NAGESHWAR IP | AGRICULTURE | VIJAYAPUR | INDI | BELAGAVI | VIJAYAPUR | INDI | INDI | INDI RURAL
3955 | INDI_220KV | INDI_110KV | 181640471C | NAADA_110KV | BANK-1 | F03 | C | F03-VEERBHADRESHWAR IP | AGRICULTURE | VIJAYAPUR | INDI | BELAGAVI | VIJAYAPUR | INDI | INDI | INDI RURAL
3956 | INDI_220KV | INDI_110KV | 181640471D | NAADA_110KV | BANK-1 | F04 | D | F04-SALOTAGI NJY | NJY | VIJAYAPUR | INDI | BELAGAVI | VIJAYAPUR | INDI | INDI | INDI RURAL
3957 | INDI_220KV | INDI_110KV | 181640471E | NAADA_110KV | BANK-1 | F05 | E | F05-SOMESHWAR IP | AGRICULTURE | VIJAYAPUR | INDI | BELAGAVI | VIJAYAPUR | INDI | INDI | INDI RURAL
3958 | INDI_220KV | INDI_110KV | 181640471F | NAADA_110KV | BANK-1 | F06 | F | F06-PADAGATTI | AGRICULTURE | VIJAYAPUR | INDI | BELAGAVI | VIJAYAPUR | INDI | INDI | INDI RURAL
3959 | INDI_220KV | INDI_110KV | 181640471K | NAADA_110KV | BANK-2 | F11 | K | F11-SHIRASHYAD HALLAD VASTI | AGRICULTURE | VIJAYAPUR | INDI | BELAGAVI | VIJAYAPUR | INDI | INDI | INDI RURAL
3960 | INDI_220KV | INDI_110KV | 181640471L | NAADA_110KV | BANK-2 | F12 | L | F12-IRAKAR VASTI | AGRICULTURE | VIJAYAPUR | INDI | BELAGAVI | VIJAYAPUR | INDI | INDI | INDI RURAL
3967 | MUGALKHOD (KABBUR)_220KV | MUGALKHOD (KABBUR)_220KV | 121129375A | NAGANUR_110KV | BANK-1 | F01 | A | F01-GUJANATTI IP | AGRICULTURE | BELAGAVI | MUDALAGI | BELAGAVI | BELAGAVI | GHATAPRABHA | MUDALAGI | MUDALAGI-II
3968 | MUGALKHOD (KABBUR)_220KV | MUGALKHOD (KABBUR)_220KV | 121129375B | NAGANUR_110KV | BANK-1 | F03 | B | F03-KORAVANJI TOTA IP | AGRICULTURE | BELAGAVI | MUDALAGI | BELAGAVI | BELAGAVI | GHATAPRABHA | MUDALAGI | MUDALAGI-II
3969 | MUGALKHOD (KABBUR)_220KV | MUGALKHOD (KABBUR)_220KV | 121129375C | NAGANUR_110KV | BANK-1 | F04 | C | F04-KERIMADDI IP | AGRICULTURE | BELAGAVI | MUDALAGI | BELAGAVI | BELAGAVI | GHATAPRABHA | MUDALAGI | MUDALAGI-II
3970 | MUGALKHOD (KABBUR)_220KV | MUGALKHOD (KABBUR)_220KV | 121129375D | NAGANUR_110KV | BANK-1 | F05 | D | F05-MARADISIDDESHWAR IP | AGRICULTURE | BELAGAVI | MUDALAGI | BELAGAVI | BELAGAVI | GHATAPRABHA | MUDALAGI | MUDALAGI-II
3971 | MUGALKHOD (KABBUR)_220KV | MUGALKHOD (KABBUR)_220KV | 121129375E | NAGANUR_110KV | BANK-1 | F06 | E | F06-ARANYASIDDESHWAR IP | AGRICULTURE | BELAGAVI | MUDALAGI | BELAGAVI | BELAGAVI | GHATAPRABHA | MUDALAGI | MUDALAGI-II
3972 | MUGALKHOD (KABBUR)_220KV | MUGALKHOD (KABBUR)_220KV | 121129375F | NAGANUR_110KV | BANK-1 | F02 | F | F02-JOKKANATTI IP | AGRICULTURE | BELAGAVI | MUDALAGI | BELAGAVI | BELAGAVI | GHATAPRABHA | MUDALAGI | MUDALAGI-II
3973 | MUGALKHOD (KABBUR)_220KV | MUGALKHOD (KABBUR)_220KV | 121129375G | NAGANUR_110KV | BANK-2 | F07 | G | F07-DHARMATTI IP | AGRICULTURE | BELAGAVI | MUDALAGI | BELAGAVI | BELAGAVI | GHATAPRABHA | MUDALAGI | MUDALAGI-II
3974 | MUGALKHOD (KABBUR)_220KV | MUGALKHOD (KABBUR)_220KV | 121129375H | NAGANUR_110KV | BANK-2 | F09 | H | F09-BABALI TOTA IP | AGRICULTURE | BELAGAVI | MUDALAGI | BELAGAVI | BELAGAVI | GHATAPRABHA | MUDALAGI | MUDALAGI-II
3975 | MUGALKHOD (KABBUR)_220KV | MUGALKHOD (KABBUR)_220KV | 121129375I | NAGANUR_110KV | BANK-2 | F08 | I | F08-HALIGOUDRA TOTA IP | AGRICULTURE | BELAGAVI | MUDALAGI | BELAGAVI | BELAGAVI | GHATAPRABHA | MUDALAGI | MUDALAGI-II
3976 | MUGALKHOD (KABBUR)_220KV | MUGALKHOD (KABBUR)_220KV | 121129375J | NAGANUR_110KV | BANK-2 | F12 | J | F12-NAGANUR NJY | NJY | BELAGAVI | MUDALAGI | BELAGAVI | BELAGAVI | GHATAPRABHA | MUDALAGI | MUDALAGI-II
3977 | MUGALKHOD (KABBUR)_220KV | MUGALKHOD (KABBUR)_220KV | 121129375K | NAGANUR_110KV | BANK-2 | F11 | K | F11-BELAGALI TOTA IP | AGRICULTURE | BELAGAVI | MUDALAGI | BELAGAVI | BELAGAVI | GHATAPRABHA | MUDALAGI | MUDALAGI-II
3978 | MUGALKHOD (KABBUR)_220KV | MUGALKHOD (KABBUR)_220KV | 121129375L | NAGANUR_110KV | BANK-2 | F10 | L | F10-HANUMANNAGAR | AGRICULTURE | BELAGAVI | MUDALAGI | BELAGAVI | BELAGAVI | GHATAPRABHA | MUDALAGI | MUDALAGI-II
3982 | BAGALKOT_220KV | BAGALKOT_220KV | 110331449B | NAGARAL S.P_110KV | BANK-1 | F02 | B | F02-LAYADAGUNDI | AGRICULTURE | BAGALKOT | GULEDGUDDA | BELAGAVI | BAGALKOT | BAGALKOT | GULEDAGUDD | GULEDAGUDD
3983 | BAGALKOT_220KV | BAGALKOT_220KV | 110331449A | NAGARAL S.P_110KV | BANK-1 | F01 | A | F01-NAGARAL NJY | NJY | BAGALKOT | GULEDGUDDA | BELAGAVI | BAGALKOT | BAGALKOT | GULEDAGUDD | GULEDAGUDD
3984 | BAGALKOT_220KV | BAGALKOT_220KV | 110331449C | NAGARAL S.P_110KV | BANK-1 | F03 | C | F03-DYAMAVVAN KOLLA | AGRICULTURE | BAGALKOT | GULEDGUDDA | BELAGAVI | BAGALKOT | BAGALKOT | GULEDAGUDD | GULEDAGUDD
3985 | BAGALKOT_220KV | BAGALKOT_220KV | 110386449F | NAGARAL S.P_110KV | BANK-2 | F06 | F | F06-CHIMMALAGI IP | AGRICULTURE | BAGALKOT | BADAMI | BELAGAVI | BAGALKOT | BAGALKOT | BADAMI | NANDIKESHWAR
3986 | BAGALKOT_220KV | BAGALKOT_220KV | 110386449D | NAGARAL S.P_110KV | BANK-1 | F04 | D | F04-MANGALGUDDA NJY | NJY | BAGALKOT | GULEDGUDDA | BELAGAVI | BAGALKOT | BAGALKOT | BADAMI | NANDIKESHWAR
3987 | BAGALKOT_220KV | BAGALKOT_220KV | 110386449E | NAGARAL S.P_110KV | BANK-1 | F05 | E | F05-SHANKARALINGA | AGRICULTURE | BAGALKOT | GULEDGUDDA | BELAGAVI | BAGALKOT | BAGALKOT | BADAMI | NANDIKESHWAR
3991 | GHATAPRABHA_220KV | GHATAPRABHA_220KV | 130713244A | NAGARAMUNOLLI(KABBUR)_110KV | BANK-1 | F01 | A | F01-BHOGADA | AGRICULTURE | BELAGAVI | CHIKKODI | BELAGAVI | CHIKKODI | CHIKKODI | CHIKKODI | KABBUR
3992 | GHATAPRABHA_220KV | GHATAPRABHA_220KV | 130713244B | NAGARAMUNOLLI(KABBUR)_110KV | BANK-1 | F02 | B | F02-MAKANAKODI | AGRICULTURE | BELAGAVI | CHIKKODI | BELAGAVI | CHIKKODI | CHIKKODI | CHIKKODI | NAGARMUNNOLI
3993 | GHATAPRABHA_220KV | GHATAPRABHA_220KV | 130713244C | NAGARAMUNOLLI(KABBUR)_110KV | BANK-1 | F03 | C | F03-SHERIKODI | AGRICULTURE | BELAGAVI | CHIKKODI | BELAGAVI | CHIKKODI | CHIKKODI | CHIKKODI | KABBUR
3994 | GHATAPRABHA_220KV | GHATAPRABHA_220KV | 130713244D | NAGARAMUNOLLI(KABBUR)_110KV | BANK-1 | F04 | D | F04-BELAGALI | AGRICULTURE | BELAGAVI | CHIKKODI | BELAGAVI | CHIKKODI | CHIKKODI | CHIKKODI | KABBUR
3995 | GHATAPRABHA_220KV | GHATAPRABHA_220KV | 130713244E | NAGARAMUNOLLI(KABBUR)_110KV | BANK-1 | F05 | E | F05-NAGARMUNOLI | AGRICULTURE | BELAGAVI | CHIKKODI | BELAGAVI | CHIKKODI | CHIKKODI | CHIKKODI | NAGARMUNNOLI
3996 | GHATAPRABHA_220KV | GHATAPRABHA_220KV | 130713244F | NAGARAMUNOLLI(KABBUR)_110KV | BANK-1 | F06 | F | F06-SIDDESHWAR | AGRICULTURE | BELAGAVI | CHIKKODI | BELAGAVI | CHIKKODI | CHIKKODI | CHIKKODI | NAGARMUNNOLI
3997 | GHATAPRABHA_220KV | GHATAPRABHA_220KV | 130713244G | NAGARAMUNOLLI(KABBUR)_110KV | BANK-2 | F07 | G | F07-NAGARMUNOLLI DONWAD NJY +UMARANI (ITNAL) NJY | NJY | BELAGAVI | CHIKKODI | BELAGAVI | CHIKKODI | CHIKKODI | CHIKKODI | NAGARMUNNOLI
3998 | GHATAPRABHA_220KV | GHATAPRABHA_220KV | 130713244H | NAGARAMUNOLLI(KABBUR)_110KV | BANK-2 | F08 | H | F08-KENCHANATTI | AGRICULTURE | BELAGAVI | CHIKKODI | BELAGAVI | CHIKKODI | CHIKKODI | CHIKKODI | KABBUR
3999 | GHATAPRABHA_220KV | GHATAPRABHA_220KV | 130713244I | NAGARAMUNOLLI(KABBUR)_110KV | BANK-2 | F09 | I | F09-HANCHINAL | AGRICULTURE | BELAGAVI | CHIKKODI | BELAGAVI | CHIKKODI | CHIKKODI | CHIKKODI | NAGARMUNNOLI
4000 | GHATAPRABHA_220KV | GHATAPRABHA_220KV | 130713244M | NAGARAMUNOLLI(KABBUR)_110KV | BANK-2 | F10 | M | F10-BASAVESHWAR | AGRICULTURE | BELAGAVI | CHIKKODI | BELAGAVI | CHIKKODI | CHIKKODI | CHIKKODI | NAGARMUNNOLI
4001 | GHATAPRABHA_220KV | GHATAPRABHA_220KV | 130713244J | NAGARAMUNOLLI(KABBUR)_110KV | BANK-2 | F11 | J | F11-BELAKUD | AGRICULTURE | BELAGAVI | CHIKKODI | BELAGAVI | CHIKKODI | CHIKKODI | CHIKKODI | NAGARMUNNOLI
4002 | GHATAPRABHA_220KV | GHATAPRABHA_220KV | 130713244N | NAGARAMUNOLLI(KABBUR)_110KV | BANK-2 | F12 | N | F12-RUDRAMMAGUDI | AGRICULTURE | BELAGAVI | CHIKKODI | BELAGAVI | CHIKKODI | CHIKKODI | CHIKKODI | NAGARMUNNOLI
4003 | GHATAPRABHA_220KV | GHATAPRABHA_220KV | 130713244K | NAGARAMUNOLLI(KABBUR)_110KV | BANK-3 | F13 | K | F13-UMARANI | AGRICULTURE | BELAGAVI | CHIKKODI | BELAGAVI | CHIKKODI | CHIKKODI | CHIKKODI | NAGARMUNNOLI
4004 | GHATAPRABHA_220KV | GHATAPRABHA_220KV | 130713244R | NAGARAMUNOLLI(KABBUR)_110KV | BANK-3 | F14 | R | F14-BHAJARANGI | AGRICULTURE | BELAGAVI | CHIKKODI | BELAGAVI | CHIKKODI | CHIKKODI | CHIKKODI | KABBUR
4005 | GHATAPRABHA_220KV | GHATAPRABHA_220KV | 130713244O | NAGARAMUNOLLI(KABBUR)_110KV | BANK-3 | F15 | O | F15-PANDURANG | AGRICULTURE | BELAGAVI | CHIKKODI | BELAGAVI | CHIKKODI | CHIKKODI | CHIKKODI | ANKALI
4006 | GHATAPRABHA_220KV | GHATAPRABHA_220KV | 130713244P | NAGARAMUNOLLI(KABBUR)_110KV | BANK-3 | F16 | P | F16-BEERESHWAR | AGRICULTURE | BELAGAVI | CHIKKODI | BELAGAVI | CHIKKODI | CHIKKODI | CHIKKODI | NAGARMUNNOLI
4007 | GHATAPRABHA_220KV | GHATAPRABHA_220KV | 130713244Q | NAGARAMUNOLLI(KABBUR)_110KV | BANK-3 | F17 | Q | F17-KAREMMADEVI | AGRICULTURE | BELAGAVI | CHIKKODI | BELAGAVI | CHIKKODI | CHIKKODI | CHIKKODI | KABBUR
4011 | VIJAYAPUR_220KV | KIADBVIJAYAPUR_110KV | 182469245A | NAGATHAN_33KV | BANK-1 | F01 | A | F01-NAGATHAN IP | AGRICULTURE | VIJAYAPUR | VIJAYAPUR | BELAGAVI | VIJAYAPUR | VIJAYAPUR | VIJAYAPUR RSD | SHIVANAGI
4012 | VIJAYAPUR_220KV | KIADBVIJAYAPUR_110KV | 182469245J | NAGATHAN_33KV | BANK-1 | F02 | J | F02-DHANWAD HATTI IP | AGRICULTURE | VIJAYAPUR | VIJAYAPUR | BELAGAVI | VIJAYAPUR | VIJAYAPUR | VIJAYAPUR RSD | SHIVANAGI
4013 | VIJAYAPUR_220KV | KIADBVIJAYAPUR_110KV | 182469245C | NAGATHAN_33KV | BANK-1 | F03 | C | F03-JAMBHAGI | AGRICULTURE | VIJAYAPUR | VIJAYAPUR | BELAGAVI | VIJAYAPUR | VIJAYAPUR | VIJAYAPUR RSD | SHIVANAGI
4014 | VIJAYAPUR_220KV | KIADBVIJAYAPUR_110KV | 182469245D | NAGATHAN_33KV | BANK-2 | F04 | D | F04-HONNALLI NJY | NJY | VIJAYAPUR | VIJAYAPUR | BELAGAVI | VIJAYAPUR | VIJAYAPUR | VIJAYAPUR RSD | SHIVANAGI
4015 | VIJAYAPUR_220KV | KIADBVIJAYAPUR_110KV | 182469245E | NAGATHAN_33KV | BANK-2 | F05 | E | F05-DYABERI IP | AGRICULTURE | VIJAYAPUR | VIJAYAPUR | BELAGAVI | VIJAYAPUR | VIJAYAPUR | VIJAYAPUR RSD | SHIVANAGI
4016 | VIJAYAPUR_220KV | KIADBVIJAYAPUR_110KV | 182469245F | NAGATHAN_33KV | BANK-2 | F06 | F | F06-MINCHANAL | AGRICULTURE | VIJAYAPUR | VIJAYAPUR | BELAGAVI | VIJAYAPUR | VIJAYAPUR | VIJAYAPUR RSD | SHIVANAGI
4017 | VIJAYAPUR_220KV | KIADBVIJAYAPUR_110KV | 182469245G | NAGATHAN_33KV | BANK-2 | F07 | G | F07-ALIYABAD NJY | NJY | VIJAYAPUR | VIJAYAPUR | BELAGAVI | VIJAYAPUR | VIJAYAPUR | VIJAYAPUR RSD | SHIVANAGI
4018 | VIJAYAPUR_220KV | KIADBVIJAYAPUR_110KV | 182469245H | NAGATHAN_33KV | BANK-2 | F08 | H | F08-INGANAL | AGRICULTURE | VIJAYAPUR | VIJAYAPUR | BELAGAVI | VIJAYAPUR | VIJAYAPUR | VIJAYAPUR RSD | SHIVANAGI
4021 | B.BAGEWADI_220KV | MUDDEBIHAL_110KV | 180251246A | NALATAWAD_33KV | BANK-1 | F01 | A | F01-NALATAWAD NJY | NJY | VIJAYAPUR | MUDDEBIHAL | BELAGAVI | VIJAYAPUR | B.BAGEWADI | MUDDEBIHAL | NALATAWAD
4022 | B.BAGEWADI_220KV | MUDDEBIHAL_110KV | 180251246C | NALATAWAD_33KV | BANK-1 | F02 | C | F02-BACHIHAL | AGRICULTURE | VIJAYAPUR | MUDDEBIHAL | BELAGAVI | VIJAYAPUR | B.BAGEWADI | MUDDEBIHAL | NALATAWAD
4023 | B.BAGEWADI_220KV | MUDDEBIHAL_110KV | 180251246B | NALATAWAD_33KV | BANK-1 | F03 | B | F03-VEERESH NAGAR | AGRICULTURE | VIJAYAPUR | MUDDEBIHAL | BELAGAVI | VIJAYAPUR | B.BAGEWADI | MUDDEBIHAL | NALATAWAD
4024 | B.BAGEWADI_220KV | MUDDEBIHAL_110KV | 180251246D | NALATAWAD_33KV | BANK-2 | F04 | D | F04-VEERESH NAGAR NJY | NJY | VIJAYAPUR | MUDDEBIHAL | BELAGAVI | VIJAYAPUR | B.BAGEWADI | MUDDEBIHAL | NALATAWAD
4025 | B.BAGEWADI_220KV | MUDDEBIHAL_110KV | 180251246E | NALATAWAD_33KV | BANK-2 | F05 | E | F05-BALADINNI | AGRICULTURE | VIJAYAPUR | MUDDEBIHAL | BELAGAVI | VIJAYAPUR | B.BAGEWADI | MUDDEBIHAL | NALATAWAD
4026 | B.BAGEWADI_220KV | MUDDEBIHAL_110KV | 180251246J | NALATAWAD_33KV | BANK-2 | F06 | J | F06-TAKKALAKI IP | AGRICULTURE | VIJAYAPUR | MUDDEBIHAL | BELAGAVI | VIJAYAPUR | B.BAGEWADI | MUDDEBIHAL | NALATAWAD
4027 | B.BAGEWADI_220KV | MUDDEBIHAL_110KV | 180251246G | NALATAWAD_33KV | BANK-2 | F07 | G | F07-NAGARABETTA NJY | NJY | VIJAYAPUR | MUDDEBIHAL | BELAGAVI | VIJAYAPUR | B.BAGEWADI | MUDDEBIHAL | NALATAWAD
4028 | B.BAGEWADI_220KV | MUDDEBIHAL_110KV | 180251246I | NALATAWAD_33KV | BANK-1 | F08 | I | F08-BIJJUR NJY | NJY | VIJAYAPUR | MUDDEBIHAL | BELAGAVI | VIJAYAPUR | B.BAGEWADI | MUDDEBIHAL | NALATAWAD
4030 | CHIKKODI_220KV | CHIKKODI_220KV | 130770247A | NANADI_110KV | BANK-2 | F12 | A | F12-DANAWAD BRIDGE | AGRICULTURE | BELAGAVI | CHIKKODI | BELAGAVI | CHIKKODI | CHIKKODI | SADALAGA | EXAMBA
4031 | CHIKKODI_220KV | CHIKKODI_220KV | 130770247B | NANADI_110KV | BANK-1 | F02 | B | F02-HALASHIDNATH NJY | NJY | BELAGAVI | CHIKKODI | BELAGAVI | CHIKKODI | CHIKKODI | SADALAGA & CHIKKODI | SADALAGA & CHIKODI RURAL
4032 | CHIKKODI_220KV | CHIKKODI_220KV | 130770247C | NANADI_110KV | BANK-1 | F03 | C | F03-KARNATAK KODI | AGRICULTURE | BELAGAVI | CHIKKODI | BELAGAVI | CHIKKODI | CHIKKODI | SADALAGA | EXAMBA
4033 | CHIKKODI_220KV | CHIKKODI_220KV | 130770247D | NANADI_110KV | BANK-1 | F04 | D | F04-EXAMBA NJY | NJY | BELAGAVI | CHIKKODI | BELAGAVI | CHIKKODI | CHIKKODI | SADALAGA | EXAMBA
4034 | CHIKKODI_220KV | CHIKKODI_220KV | 130770247E | NANADI_110KV | BANK-1 | F05 | E | F05-MALIKWAD NJY | NJY | BELAGAVI | CHIKKODI | BELAGAVI | CHIKKODI | CHIKKODI | SADALAGA | EXAMBA
4035 | CHIKKODI_220KV | CHIKKODI_220KV | 130770247F | NANADI_110KV | BANK-1 | F06 | F | F06-MUTTALKODI | AGRICULTURE | BELAGAVI | CHIKKODI | BELAGAVI | CHIKKODI | CHIKKODI | SADALAGA | SADALAGA
4036 | CHIKKODI_220KV | CHIKKODI_220KV | 130770247G | NANADI_110KV | BANK-2 | F07 | G | F07-BALUMAMA | AGRICULTURE | BELAGAVI | CHIKKODI | BELAGAVI | CHIKKODI | CHIKKODI | SADALAGA | EXAMBA
4037 | CHIKKODI_220KV | CHIKKODI_220KV | 130770247H | NANADI_110KV | BANK-2 | F08 | H | F08-NAGARAL | AGRICULTURE | BELAGAVI | CHIKKODI | BELAGAVI | CHIKKODI | CHIKKODI | SADALAGA | EXAMBA
4038 | CHIKKODI_220KV | CHIKKODI_220KV | 130770247I | NANADI_110KV | BANK-2 | F09 | I | F09-NANADI | AGRICULTURE | BELAGAVI | CHIKKODI | BELAGAVI | CHIKKODI | CHIKKODI | SADALAGA | EXAMBA
4039 | CHIKKODI_220KV | CHIKKODI_220KV | 130770247J | NANADI_110KV | BANK-2 | F10 | J | F10-ARABYANWADI | AGRICULTURE | BELAGAVI | CHIKKODI | BELAGAVI | CHIKKODI | CHIKKODI | SADALAGA | EXAMBA
4040 | CHIKKODI_220KV | CHIKKODI_220KV | 130770247K | NANADI_110KV | BANK-2 | F11 | K | F11-GANESH TEMPLE | AGRICULTURE | BELAGAVI | CHIKKODI | BELAGAVI | CHIKKODI | CHIKKODI | SADALAGA | EXAMBA
4041 | CHIKKODI_220KV | CHIKKODI_220KV | 130770247L | NANADI_110KV | BANK-1 | F01 | L | F01-KALLOL RIVER BED | AGRICULTURE | BELAGAVI | CHIKKODI | BELAGAVI | CHIKKODI | CHIKKODI | SADALAGA | EXAMBA
4042 | CHIKKODI_220KV | CHIKKODI_220KV | 130770247M | NANADI_110KV | BANK-3 | F13 | M | F13-ADIYOGI IP | AGRICULTURE | BELAGAVI | CHIKKODI | BELAGAVI | CHIKKODI | CHIKKODI | SADALAGA | EXAMBA
4043 | CHIKKODI_220KV | CHIKKODI_220KV | 130770247N | NANADI_110KV | BANK-3 | F14 | N | F14-ZADAKI RIVER BED | AGRICULTURE | BELAGAVI | CHIKKODI | BELAGAVI | CHIKKODI | CHIKKODI | SADALAGA | EXAMBA
4044 | CHIKKODI_220KV | CHIKKODI_220KV | 130770247O | NANADI_110KV | BANK-3 | F15 | O | F15-MULLANAKI RIVER BED | AGRICULTURE | BELAGAVI | CHIKKODI | BELAGAVI | CHIKKODI | CHIKKODI | SADALAGA | EXAMBA
4045 | CHIKKODI_220KV | CHIKKODI_220KV | 130770247P | NANADI_110KV | BANK-3 | F16 | P | F16-KALLOL NJY | NJY | BELAGAVI | CHIKKODI | BELAGAVI | CHIKKODI | CHIKKODI | SADALAGA | EXAMBA
4046 | CHIKKODI_220KV | CHIKKODI_220KV | 130770247Q | NANADI_110KV | BANK-3 | F17 | Q | F17-ULLAGADDIWADI IP | AGRICULTURE | BELAGAVI | CHIKKODI | BELAGAVI | CHIKKODI | CHIKKODI | SADALAGA | EXAMBA
4051 | ATHANI_220KV | ATHANI_110KV | 130103248A | NANDAGAON_33KV | BANK-1 | F01 | A | F01-RATNAPUR | AGRICULTURE | BELAGAVI | ATHANI | BELAGAVI | CHIKKODI | ATHANI | ATHANI | SATTI
4052 | ATHANI_220KV | ATHANI_110KV | 130103248B | NANDAGAON_33KV | BANK-1 | F02 | B | F02-NANDAGAON TOWN NJY +HT LIS | NJY | BELAGAVI | ATHANI | BELAGAVI | CHIKKODI | ATHANI | ATHANI | SATTI
4053 | ATHANI_220KV | ATHANI_110KV | 130103248C | NANDAGAON_33KV | BANK-1 | F03 | C | F03-GHATANATTI | AGRICULTURE | BELAGAVI | ATHANI | BELAGAVI | CHIKKODI | ATHANI | ATHANI | SATTI
4054 | ATHANI_220KV | ATHANI_110KV | 130103248D | NANDAGAON_33KV | BANK-1 | F05 | D | F05-SAVADI GARDEN | AGRICULTURE | BELAGAVI | ATHANI | BELAGAVI | CHIKKODI | ATHANI | ATHANI | SATTI
4055 | ATHANI_220KV | ATHANI_110KV | 130103248E | NANDAGAON_33KV | BANK-2 | F06 | E | F06-SATTI ROAD | AGRICULTURE | BELAGAVI | ATHANI | BELAGAVI | CHIKKODI | ATHANI | ATHANI | SATTI
4056 | ATHANI_220KV | ATHANI_110KV | 130101248F | NANDAGAON_33KV | BANK-1 | F04 | F | F04-BALAWAD | AGRICULTURE | BELAGAVI | ATHANI | BELAGAVI | CHIKKODI | ATHANI | AIGALI | KOKATNUR
4057 | ATHANI_220KV | ATHANI_110KV | 130103248G | NANDAGAON_33KV | BANK-2 | F07 | G | F07-NANDAGAON GARDEN | AGRICULTURE | BELAGAVI | ATHANI | BELAGAVI | CHIKKODI | ATHANI | ATHANI | SATTI
4058 | ATHANI_220KV | ATHANI_110KV | 130101248H | NANDAGAON_33KV | BANK-2 | F08 | H | F08-KODAGANUR | AGRICULTURE | BELAGAVI | ATHANI | BELAGAVI | CHIKKODI | ATHANI | AIGALI | KOKATNUR
4059 | GHATAPRABHA_220KV | SHIRGAON_110KV | 121129448H | NANDAGAON_110KV | BANK-2 | F07 | H | F07-SAVALAGI NJY | NJY | BELAGAVI | GOKAK | BELAGAVI | BELAGAVI | GHATAPRABHA | GHATAPRABHA | GHATAPRABHA-I
4060 | GHATAPRABHA_220KV | SHIRGAON_110KV | 121129448C | NANDAGAON_110KV | BANK-1 | F03 | C | F03-KLT IP | AGRICULTURE | BELAGAVI | GOKAK | BELAGAVI | BELAGAVI | GHATAPRABHA | GHATAPRABHA | GHATAPRABHA-I
4061 | GHATAPRABHA_220KV | SHIRGAON_110KV | 121129448D | NANDAGAON_110KV | BANK-1 | F04 | D | F04-HOLESALU IP | AGRICULTURE | BELAGAVI | GOKAK | BELAGAVI | BELAGAVI | GHATAPRABHA | GHATAPRABHA | GHATAPRABHA-I
4062 | GHATAPRABHA_220KV | SHIRGAON_110KV | 121129448F | NANDAGAON_110KV | BANK-1 | F06 | F | F06-SHIVAPUR NJY | NJY | BELAGAVI | GOKAK | BELAGAVI | BELAGAVI | GHATAPRABHA | GHATAPRABHA | GHATAPRABHA-I
4063 | GHATAPRABHA_220KV | SHIRGAON_110KV | 121129448J | NANDAGAON_110KV | BANK-2 | F08 | J | F08-GANESH NAGAR IP | AGRICULTURE | BELAGAVI | GOKAK | BELAGAVI | BELAGAVI | GHATAPRABHA | GHATAPRABHA | GHATAPRABHA-I
4064 | GHATAPRABHA_220KV | SHIRGAON_110KV | 121129448I | NANDAGAON_110KV | BANK-2 | F09 | I | F09-GODACHINAMALKI IP | AGRICULTURE | BELAGAVI | GOKAK | BELAGAVI | BELAGAVI | GHATAPRABHA | GHATAPRABHA | GHATAPRABHA-I
4065 | GHATAPRABHA_220KV | SHIRGAON_110KV | 121129448L | NANDAGAON_110KV | BANK-2 | F05 | L | F05-HANUMAN TEMPLE IP | AGRICULTURE | BELAGAVI | GOKAK | BELAGAVI | BELAGAVI | GHATAPRABHA | GHATAPRABHA | GHATAPRABHA-I
4066 | GHATAPRABHA_220KV | SHIRGAON_110KV | 121129448E | NANDAGAON_110KV | BANK-2 | F12 | E | F12-SHIVAPUR EXPRESS | AGRICULTURE | BELAGAVI | GOKAK | BELAGAVI | BELAGAVI | GHATAPRABHA | GHATAPRABHA | GHATAPRABHA-I
4067 | GHATAPRABHA_220KV | SHIRGAON_110KV | 121129448M | NANDAGAON_110KV | BANK-2 | F02 | M | F02-MUTNAL IP | AGRICULTURE | BELAGAVI | GOKAK | BELAGAVI | BELAGAVI | GHATAPRABHA | GHATAPRABHA | GHATAPRABHA-I
4068 | GHATAPRABHA_220KV | SHIRGAON_110KV | 121129448N | NANDAGAON_110KV | BANK-2 | F10 | N | F10-MELMANHATTI IP | AGRICULTURE | BELAGAVI | GOKAK | BELAGAVI | BELAGAVI | GHATAPRABHA | GHATAPRABHA | GHATAPRABHA-I
4069 | GHATAPRABHA_220KV | SHIRGAON_110KV | 121129448O | NANDAGAON_110KV | BANK-2 | F11 | O | F11-ELAPATTI IP | AGRICULTURE | BELAGAVI | GOKAK | BELAGAVI | BELAGAVI | GHATAPRABHA | GHATAPRABHA | GHATAPRABHA-I
4071 | B.BAGEWADI_220KV | B.BAGEWADI_220KV | 180204450A | NANDIHAL_110KV | BANK-1 | F01 | A | F01-YAKKIHAL IP | AGRICULTURE | VIJAYAPUR | B.BAGEWADI | BELAGAVI | VIJAYAPUR | B.BAGEWADI | B.BAGEWADI | MANAGULI
4072 | B.BAGEWADI_220KV | B.BAGEWADI_220KV | 180204450B | NANDIHAL_110KV | BANK-1 | F02 | B | F02-MADDI IP | AGRICULTURE | VIJAYAPUR | B.BAGEWADI | BELAGAVI | VIJAYAPUR | B.BAGEWADI | B.BAGEWADI | MANAGULI
4073 | B.BAGEWADI_220KV | B.BAGEWADI_220KV | 180204450C | NANDIHAL_110KV | BANK-1 | F03 | C | F03-MUTTAGI IP | AGRICULTURE | VIJAYAPUR | B.BAGEWADI | BELAGAVI | VIJAYAPUR | B.BAGEWADI | B.BAGEWADI | MANAGULI
4074 | B.BAGEWADI_220KV | B.BAGEWADI_220KV | 180204450D | NANDIHAL_110KV | BANK-1 | F04 | D | F04-KUDAGI IP | AGRICULTURE | VIJAYAPUR | B.BAGEWADI | BELAGAVI | VIJAYAPUR | B.BAGEWADI | B.BAGEWADI | MANAGULI
4075 | B.BAGEWADI_220KV | B.BAGEWADI_220KV | 180204450E | NANDIHAL_110KV | BANK-1 | F05 | E | F05-DHONI IP | AGRICULTURE | VIJAYAPUR | B.BAGEWADI | BELAGAVI | VIJAYAPUR | B.BAGEWADI | B.BAGEWADI | MANAGULI
4076 | B.BAGEWADI_220KV | B.BAGEWADI_220KV | 180204450F | NANDIHAL_110KV | BANK-2 | F06 | F | F06-HATTARAKIHAL NJY | NJY | VIJAYAPUR | B.BAGEWADI | BELAGAVI | VIJAYAPUR | B.BAGEWADI | B.BAGEWADI | MANAGULI
4077 | B.BAGEWADI_220KV | B.BAGEWADI_220KV | 180204450G | NANDIHAL_110KV | BANK-2 | F07 | G | F07-NANDIHAL IP | AGRICULTURE | VIJAYAPUR | B.BAGEWADI | BELAGAVI | VIJAYAPUR | B.BAGEWADI | B.BAGEWADI | MANAGULI
4078 | B.BAGEWADI_220KV | B.BAGEWADI_220KV | 180204450H | NANDIHAL_110KV | BANK-2 | F08 | H | F08-DEGINAL IP | AGRICULTURE | VIJAYAPUR | B.BAGEWADI | BELAGAVI | VIJAYAPUR | B.BAGEWADI | B.BAGEWADI | MANAGULI
4079 | B.BAGEWADI_220KV | B.BAGEWADI_220KV | 180204450I | NANDIHAL_110KV | BANK-2 | F09 | I | F09-BUTAPPANA TANADA IP | AGRICULTURE | VIJAYAPUR | B.BAGEWADI | BELAGAVI | VIJAYAPUR | B.BAGEWADI | B.BAGEWADI | B.BAGEWADI
4080 | B.BAGEWADI_220KV | B.BAGEWADI_220KV | 180204450J | NANDIHAL_110KV | BANK-2 | F10 | J | F10-JALIHAL IP | AGRICULTURE | VIJAYAPUR | B.BAGEWADI | BELAGAVI | VIJAYAPUR | B.BAGEWADI | B.BAGEWADI | B.BAGEWADI
4083 | BAGALKOT_220KV | BADAMI_110KV | 110331249A | NANDIKESHWAR_33KV | BANK-1 | F01 | A | F01-B N JALIHAL | AGRICULTURE | BAGALKOT | BADAMI | BELAGAVI | BAGALKOT | BAGALKOT | BADAMI | NANDIKESHWAR
4084 | BAGALKOT_220KV | BADAMI_110KV | 110331249B | NANDIKESHWAR_33KV | BANK-1 | F02 | B | F02-SHIVAYOGIMANDIRA NJY | NJY | BAGALKOT | BADAMI | BELAGAVI | BAGALKOT | BAGALKOT | BADAMI | NANDIKESHWAR
4085 | BAGALKOT_220KV | BADAMI_110KV | 110331249C | NANDIKESHWAR_33KV | BANK-1 | F03 | C | F03-NANDIKESHWAR IP | AGRICULTURE | BAGALKOT | BADAMI | BELAGAVI | BAGALKOT | BAGALKOT | BADAMI | NANDIKESHWAR
4086 | BAGALKOT_220KV | BADAMI_110KV | 110331249D | NANDIKESHWAR_33KV | BANK-2 | F04 | D | F04-PATTADAKALL | AGRICULTURE | BAGALKOT | BADAMI | BELAGAVI | BAGALKOT | BAGALKOT | BADAMI | NANDIKESHWAR
4087 | BAGALKOT_220KV | BADAMI_110KV | 110331249E | NANDIKESHWAR_33KV | BANK-2 | F05 | E | F05-MAHAKUTA | AGRICULTURE | BAGALKOT | BADAMI | BELAGAVI | BAGALKOT | BAGALKOT | BADAMI | NANDIKESHWAR
4088 | BAGALKOT_220KV | BADAMI_110KV | 110386249H | NANDIKESHWAR_33KV | BANK-2 | F06 | H | F06-HULIGEMMAN KOLLA | AGRICULTURE | BAGALKOT | BADAMI | BELAGAVI | BAGALKOT | BAGALKOT | BADAMI | NANDIKESHWAR
4089 | BAGALKOT_220KV | BADAMI_110KV | 110331249F | NANDIKESHWAR_33KV | BANK-2 | F07 | F | F07-JACKWELL | LIFT IRRIGATION | BAGALKOT | BADAMI | BELAGAVI | BAGALKOT | BAGALKOT | BADAMI | NANDIKESHWAR
4090 | BAGALKOT_220KV | BADAMI_110KV | 110331249G | NANDIKESHWAR_33KV | BANK-1 | F08 | G | F08-MANGALURU IP | AGRICULTURE | BAGALKOT | BADAMI | BELAGAVI | BAGALKOT | BAGALKOT | BADAMI | BELUR
4093 | CHIKKODI_220KV | ANKALI_110KV | 132060250A | NANDIKURLI_33KV | BANK-1 | F01 | A | F01-NANDIKURALI-I | AGRICULTURE | BELAGAVI | RAIBAG | BELAGAVI | CHIKKODI | RAIBAG | RAIBAG | NANDIKURLI
4094 | CHIKKODI_220KV | ANKALI_110KV | 132060250B | NANDIKURLI_33KV | BANK-1 | F02 | B | F02-NANDIKURALI NJY | NJY | BELAGAVI | RAIBAG | BELAGAVI | CHIKKODI | RAIBAG | RAIBAG | NANDIKURLI/RAIBAG I
4095 | CHIKKODI_220KV | ANKALI_110KV | 132060250D | NANDIKURLI_33KV | BANK-2 | F04 | D | F04-HULLYALKERI | AGRICULTURE | BELAGAVI | RAIBAG | BELAGAVI | CHIKKODI | RAIBAG | RAIBAG | NANDIKURLI/RAIBAG I
4096 | CHIKKODI_220KV | ANKALI_110KV | 132060250C | NANDIKURLI_33KV | BANK-1 | F03 | C | F03-NANDIKURALI-II | AGRICULTURE | BELAGAVI | RAIBAG | BELAGAVI | CHIKKODI | RAIBAG | RAIBAG | NANDIKURLI
4097 | CHIKKODI_220KV | ANKALI_110KV | 132060250E | NANDIKURLI_33KV | BANK-2 | F05 | E | F05-HANABARATTI | AGRICULTURE | BELAGAVI | RAIBAG | BELAGAVI | CHIKKODI | RAIBAG | RAIBAG | NANDIKURLI
4098 | CHIKKODI_220KV | ANKALI_110KV | 132060250F | NANDIKURLI_33KV | BANK-2 | F06 | F | F06-KEMPATTI | AGRICULTURE | BELAGAVI | RAIBAG | BELAGAVI | CHIKKODI | RAIBAG | RAIBAG | NANDIKURLI
4100 | GADAG_220KV | GADAG_220KV | 252664251A | NAREGAL_110KV | BANK-1 | F01 | A | F01-HALAKERI | AGRICULTURE | GADAG | GAJENDRAGADA | HUBBALLI | GADAG | RON | RON | NAREGAL
4101 | GADAG_220KV | GADAG_220KV | 252664251B | NAREGAL_110KV | BANK-1 | F02 | B | F02-NAREGAL | URBAN NDHQ | GADAG | GAJENDRAGADA | HUBBALLI | GADAG | RON | RON | NAREGAL
4102 | GADAG_220KV | GADAG_220KV | 252664251D | NAREGAL_110KV | BANK-1 | F04 | D | F04-BUDIHAL | AGRICULTURE | GADAG | GAJENDRAGADA | HUBBALLI | GADAG | RON | RON | NAREGAL
4104 | GADAG_220KV | GADAG_220KV | 252664251K | NAREGAL_110KV | BANK-1 | F06 | K | F06-NAGARAL IP | AGRICULTURE | GADAG | RON | HUBBALLI | GADAG | RON | RON | NAREGAL
4105 | GADAG_220KV | GADAG_220KV | 252664251F | NAREGAL_110KV | BANK-1 | F07 | F | F07-KURADAGI NJY | NJY | GADAG | RON | HUBBALLI | GADAG | RON | RON | NAREGAL
4106 | GADAG_220KV | GADAG_220KV | 252664251G | NAREGAL_110KV | BANK-1 | F03 | G | F03-JAKKALI NJY | NJY | GADAG | GAJENDRAGADA | HUBBALLI | GADAG | RON | RON | NAREGAL
4107 | GADAG_220KV | GADAG_220KV | 252664251H | NAREGAL_110KV | BANK-2 | F09 | H | F09-KOCHALAPUR IP | AGRICULTURE | GADAG | RON | HUBBALLI | GADAG | RON | RON | NAREGAL
4108 | GADAG_220KV | GADAG_220KV | 252664251I | NAREGAL_110KV | BANK-2 | F10 | I | F10-ABBIGERI NJY | NJY | GADAG | RON | HUBBALLI | GADAG | RON | RON | NAREGAL
4110 | BIDNAL_220KV | BIDNAL_220KV | 252655252F | NARGUND_110KV | BANK-1 | F01 | F | F01-NARGUND | URBAN NDHQ | GADAG | NARGUND | HUBBALLI | GADAG | RON | NARGUND | NARGUND
4111 | BIDNAL_220KV | BIDNAL_220KV | 252655252G | NARGUND_110KV | BANK-1 | F02 | G | F02-NAVALGUND | AGRICULTURE | GADAG | NARGUND | HUBBALLI | GADAG | RON | NARGUND | NARGUND
4112 | BIDNAL_220KV | BIDNAL_220KV | 252655252H | NARGUND_110KV | BANK-1 | F03 | H | F03-SUREBAN | AGRICULTURE | GADAG | NARGUND | HUBBALLI | GADAG | RON | NARGUND | NARGUND
4113 | BIDNAL_220KV | BIDNAL_220KV | 252655252I | NARGUND_110KV | BANK-1 | F04 | I | F04-HADLI | AGRICULTURE | GADAG | NARGUND | HUBBALLI | GADAG | RON | NARGUND | KONNUR
4114 | BIDNAL_220KV | BIDNAL_220KV | 252655252J | NARGUND_110KV | BANK-1 | F05 | J | F05-P.B.F | LIFT IRRIGATION | GADAG | NARGUND | HUBBALLI | GADAG | RON | NARGUND | NARGUND
4115 | BIDNAL_220KV | BIDNAL_220KV | 252655252K | NARGUND_110KV | BANK-1 | F06 | K | F06-SURAKOD NJY | NJY | GADAG | NARGUND | HUBBALLI | GADAG | RON | NARGUND | NARGUND
4119 | MAHALINGAPUR_220KV | BANAHATTI_110KV | 111759372A | NAVALAGI_110KV | BANK-1 | F01 | A | F01-SADU GUDI IP | AGRICULTURE | BAGALKOT | RABAKAVI-BANAHATTI | BELAGAVI | BAGALKOT | JAMAKHANDI | RABAKAVI | BANAHATTI RURAL
4120 | MAHALINGAPUR_220KV | BANAHATTI_110KV | 111759372B | NAVALAGI_110KV | BANK-1 | F02 | B | F02-JANAWAD IP | AGRICULTURE | BAGALKOT | RABAKAVI-BANAHATTI | BELAGAVI | BAGALKOT | JAMAKHANDI | RABAKAVI | BANAHATTI RURAL
4121 | MAHALINGAPUR_220KV | BANAHATTI_110KV | 111759372C | NAVALAGI_110KV | BANK-1 | F03 | C | F03-SAVADI IP | AGRICULTURE | BAGALKOT | RABAKAVI-BANAHATTI | BELAGAVI | BAGALKOT | JAMAKHANDI | RABAKAVI | BANAHATTI RURAL
4122 | MAHALINGAPUR_220KV | BANAHATTI_110KV | 111759372D | NAVALAGI_110KV | BANK-1 | F04 | D | F04-METAGUDDA | AGRICULTURE | BAGALKOT | JAMAKHANDI | BELAGAVI | BAGALKOT | JAMAKHANDI | RABAKAVI | BANAHATTI RURAL
4123 | MAHALINGAPUR_220KV | BANAHATTI_110KV | 111759372E | NAVALAGI_110KV | BANK-1 | F05 | E | F05-PATIL IP | AGRICULTURE | BAGALKOT | JAMAKHANDI | BELAGAVI | BAGALKOT | JAMAKHANDI | RABAKAVI | BANAHATTI RURAL
4124 | MAHALINGAPUR_220KV | BANAHATTI_110KV | 111759372F | NAVALAGI_110KV | BANK-1 | F06 | F | F06-BIRADI | AGRICULTURE | BAGALKOT | JAMAKHANDI | BELAGAVI | BAGALKOT | JAMAKHANDI | RABAKAVI | BANAHATTI RURAL
4125 | MAHALINGAPUR_220KV | BANAHATTI_110KV | 111759372G | NAVALAGI_110KV | BANK-2 | F07 | G | F07-LENDI IP | AGRICULTURE | BAGALKOT | JAMAKHANDI | BELAGAVI | BAGALKOT | JAMAKHANDI | RABAKAVI | BANAHATTI RURAL
4126 | MAHALINGAPUR_220KV | BANAHATTI_110KV | 111759372H | NAVALAGI_110KV | BANK-2 | F08 | H | F08-KARADI | AGRICULTURE | BAGALKOT | JAMAKHANDI | BELAGAVI | BAGALKOT | JAMAKHANDI | RABAKAVI | BANAHATTI RURAL
4127 | MAHALINGAPUR_220KV | BANAHATTI_110KV | 111759372I | NAVALAGI_110KV | BANK-2 | F09 | I | F09-NAVALAGI NJY | NJY | BAGALKOT | JAMAKHANDI | BELAGAVI | BAGALKOT | JAMAKHANDI | RABAKAVI | BANAHATTI RURAL
4128 | MAHALINGAPUR_220KV | BANAHATTI_110KV | 111759372J | NAVALAGI_110KV | BANK-2 | F10 | J | F10-KANCHU IP | AGRICULTURE | BAGALKOT | RABAKAVI-BANAHATTI | BELAGAVI | BAGALKOT | JAMAKHANDI | RABAKAVI | BANAHATTI RURAL
4129 | MAHALINGAPUR_220KV | BANAHATTI_110KV | 111759372K | NAVALAGI_110KV | BANK-2 | F11 | K | F11-KAMPU | AGRICULTURE | BAGALKOT | JAMAKHANDI | BELAGAVI | BAGALKOT | JAMAKHANDI | RABAKAVI | BANAHATTI RURAL
4130 | MAHALINGAPUR_220KV | BANAHATTI_110KV | 111759372L | NAVALAGI_110KV | BANK-2 | F12 | L | F12-BELAGALI IP | AGRICULTURE | BAGALKOT | RABAKAVI-BANAHATTI | BELAGAVI | BAGALKOT | JAMAKHANDI | RABAKAVI | BANAHATTI RURAL
4134 | BIDNAL_220KV | BIDNAL_220KV | 251356253A | NAVALGUND_110KV | BANK-1 | F01 | A | F01-NAVALGUND | URBAN NDHQ | DHARWAD | NAVALGUND | HUBBALLI | HUBBALLI | HUBBALLI RURAL | NAVALGUND | NAVALGUND U
4135 | BIDNAL_220KV | BIDNAL_220KV | 251356253B | NAVALGUND_110KV | BANK-1 | F02 | B | F02-ALAGAWADI | AGRICULTURE | DHARWAD | NAVALGUND | HUBBALLI | HUBBALLI | HUBBALLI RURAL | NAVALGUND | NAVALGUND R
4136 | BIDNAL_220KV | BIDNAL_220KV | 251356253C | NAVALGUND_110KV | BANK-1 | F03 | C | F03-YAMANUR NJY | NJY | DHARWAD | NAVALGUND | HUBBALLI | HUBBALLI | HUBBALLI RURAL | NAVALGUND | NAVALGUND R
4137 | BIDNAL_220KV | BIDNAL_220KV | 251356253D | NAVALGUND_110KV | BANK-1 | F04 | D | F04-SHANAWAD NJY | NJY | DHARWAD | NAVALGUND | HUBBALLI | HUBBALLI | HUBBALLI RURAL | NAVALGUND | NAVALGUND R
4138 | BIDNAL_220KV | BIDNAL_220KV | 251356253E | NAVALGUND_110KV | BANK-1 | F05 | E | F05-KUMARGOPPA EIP | AGRICULTURE | DHARWAD | NAVALGUND | HUBBALLI | HUBBALLI | HUBBALLI RURAL | NAVALGUND | NAVALGUND R
4140 | BIDNAL_220KV | BIDNAL_220KV | 251356253H | NAVALGUND_110KV | BANK-2 | F08 | H | F08-IBRAHIMPUR | AGRICULTURE | DHARWAD | NAVALGUND | HUBBALLI | HUBBALLI | HUBBALLI RURAL | NAVALGUND | NAVALGUND U
4141 | BIDNAL_220KV | BIDNAL_220KV | 251356253I | NAVALGUND_110KV | BANK-2 | F09 | I | F09-KADADALLI EIP | AGRICULTURE | DHARWAD | NAVALGUND | HUBBALLI | HUBBALLI | HUBBALLI RURAL | NAVALGUND | NAVALGUND U
4142 | BIDNAL_220KV | BIDNAL_220KV | 251356253N | NAVALGUND_110KV | BANK-2 | F10 | N | F10-SOTAKANAL | AGRICULTURE | DHARWAD | NAVALGUND | HUBBALLI | HUBBALLI | HUBBALLI RURAL | NAVALGUND | NAVALGUND U
4143 | BIDNAL_220KV | BIDNAL_220KV | 251356253O | NAVALGUND_110KV | BANK-2 | F14 | O | F14-BALLUR | AGRICULTURE | DHARWAD | NAVALGUND | HUBBALLI | HUBBALLI | HUBBALLI RURAL | NAVALGUND | NAVALGUND R
4144 | BIDNAL_220KV | BIDNAL_220KV | 251356253J | NAVALGUND_110KV | BANK-2 | F15 | J | F15-CHANNAMMA | WATER SUPPLY | DHARWAD | NAVALGUND | HUBBALLI | HUBBALLI | HUBBALLI RURAL | NAVALGUND | NAVALGUND U
4145 | BIDNAL_220KV | BIDNAL_220KV | 251356253K | NAVALGUND_110KV | BANK-2 | F11 | K | F11-AMARGOL NJY | NJY | DHARWAD | NAVALGUND | HUBBALLI | HUBBALLI | HUBBALLI RURAL | NAVALGUND | NAVALGUND U
4146 | BIDNAL_220KV | BIDNAL_220KV | 251356253M | NAVALGUND_110KV | BANK-2 | F13 | M | F13-SHELAWADI NJY | NJY | DHARWAD | NAVALGUND | HUBBALLI | HUBBALLI | HUBBALLI RURAL | NAVALGUND | NAVALGUND U
4149 | NARENDRA_220KV | NARENDRA_220KV | 251425254A | NAVANAGAR(HUBBALLI)_110KV | BANK-1 | F01 | A | F01-NAVANAGAR | URBAN DHQ | DHARWAD | HUBBALLI | HUBBALLI | HUBBALLI | HUBBALLI URBAN | HUBBALLI CSD-4 | NAVANAGAR
4150 | NARENDRA_220KV | NARENDRA_220KV | 251425254B | NAVANAGAR(HUBBALLI)_110KV | BANK-1 | F02 | B | F02-SUTAGATTI | URBAN DHQ | DHARWAD | HUBBALLI | HUBBALLI | HUBBALLI | HUBBALLI URBAN | HUBBALLI CSD-4 | NAVANAGAR
4151 | NARENDRA_220KV | NARENDRA_220KV | 251425254C | NAVANAGAR(HUBBALLI)_110KV | BANK-1 | F03 | C | F03-GAMANAGATTI | URBAN DHQ | DHARWAD | HUBBALLI | HUBBALLI | HUBBALLI | HUBBALLI URBAN | HUBBALLI CSD-4 | NAVANAGAR
4152 | NARENDRA_220KV | NARENDRA_220KV | 251425254D | NAVANAGAR(HUBBALLI)_110KV | BANK-1 | F04 | D | F04-ARYABHAT PARK | URBAN DHQ | DHARWAD | HUBBALLI | HUBBALLI | HUBBALLI | HUBBALLI URBAN | HUBBALLI CSD-4 | NAVANAGAR
4153 | NARENDRA_220KV | NARENDRA_220KV | 251425254E | NAVANAGAR(HUBBALLI)_110KV | BANK-1 | F05 | E | F05-APARANJI | URBAN DHQ | DHARWAD | HUBBALLI | HUBBALLI | HUBBALLI | HUBBALLI URBAN | HUBBALLI CSD-4 | NAVANAGAR
4154 | NARENDRA_220KV | NARENDRA_220KV | 251425254G | NAVANAGAR(HUBBALLI)_110KV | BANK-2 | F07 | G | F07-SAI NAGAR | URBAN DHQ | DHARWAD | HUBBALLI | HUBBALLI | HUBBALLI | HUBBALLI URBAN | HUBBALLI CSD-4 | NAVANAGAR
4155 | NARENDRA_220KV | NARENDRA_220KV | 251425254H | NAVANAGAR(HUBBALLI)_110KV | BANK-2 | F08 | H | F08-SHANTINIKETAN | URBAN DHQ | DHARWAD | HUBBALLI | HUBBALLI | HUBBALLI | HUBBALLI URBAN | HUBBALLI CSD-4 | NAVANAGAR
4156 | NARENDRA_220KV | NARENDRA_220KV | 251484254I | NAVANAGAR(HUBBALLI)_110KV | BANK-2 | F09 | I | F09-APMC | URBAN DHQ | DHARWAD | HUBBALLI | HUBBALLI | HUBBALLI | HUBBALLI URBAN | HUBBALLI CSD-4 | NAVANAGAR
4160 | NARENDRA_220KV | NARENDRA_220KV | 251484254M | NAVANAGAR(HUBBALLI)_110KV | BANK-3 | F13 | M | F13-MAILARLING | URBAN DHQ | DHARWAD | HUBBALLI | HUBBALLI | HUBBALLI | HUBBALLI URBAN | HUBBALLI CSD-4 | NAVANAGAR
4164 | BAGALKOT_220KV | BAGALKOT_220KV | 110316255B | NAVNAGAR(BAGALKOT)_110KV | BANK-1 | F02 | B | F02-GOVERNMENT HOSPITAL | URBAN DHQ | BAGALKOT | BAGALKOT | BELAGAVI | BAGALKOT | BAGALKOT | BAGALKOT CSD | NAVNAGAR-1
4165 | BAGALKOT_220KV | BAGALKOT_220KV | 110316255C | NAVNAGAR(BAGALKOT)_110KV | BANK-1 | F03 | C | F03-DC OFFICE | URBAN DHQ | BAGALKOT | BAGALKOT | BELAGAVI | BAGALKOT | BAGALKOT | BAGALKOT CSD | NAVNAGAR-2
4166 | BAGALKOT_220KV | BAGALKOT_220KV | 110316255D | NAVNAGAR(BAGALKOT)_110KV | BANK-1 | F04 | D | F04-KSRTC | URBAN DHQ | BAGALKOT | BAGALKOT | BELAGAVI | BAGALKOT | BAGALKOT | BAGALKOT CSD | NAVNAGAR-2
4167 | BAGALKOT_220KV | BAGALKOT_220KV | 110316255E | NAVNAGAR(BAGALKOT)_110KV | BANK-1 | F05 | E | F05-MEDICAL COLLEGE | URBAN DHQ | BAGALKOT | BAGALKOT | BELAGAVI | BAGALKOT | BAGALKOT | BAGALKOT CSD | NAVNAGAR-2
4168 | BAGALKOT_220KV | BAGALKOT_220KV | 110365255F | NAVNAGAR(BAGALKOT)_110KV | BANK-2 | F06 | F | F06-MUCHAKHANDI LT NJY | NJY | BAGALKOT | BAGALKOT | BELAGAVI | BAGALKOT | BAGALKOT | BAGALKOT RSD | RURAL-I
4169 | BAGALKOT_220KV | BAGALKOT_220KV | 110316255G | NAVNAGAR(BAGALKOT)_110KV | BANK-2 | F07 | G | F07-ASHRAYA COLONY | URBAN DHQ | BAGALKOT | BAGALKOT | BELAGAVI | BAGALKOT | BAGALKOT | BAGALKOT CSD | NAVNAGAR-1
4170 | BAGALKOT_220KV | BAGALKOT_220KV | 110316255H | NAVNAGAR(BAGALKOT)_110KV | BANK-2 | F08 | H | F08-AGRO-TECH PARK | URBAN DHQ | BAGALKOT | BAGALKOT | BELAGAVI | BAGALKOT | BAGALKOT | BAGALKOT CSD | NAVNAGAR-2
4171 | BAGALKOT_220KV | BAGALKOT_220KV | 110316255I | NAVNAGAR(BAGALKOT)_110KV | BANK-2 | F09 | I | F09-SULLIKERI | AGRICULTURE | BAGALKOT | BADAMI | BELAGAVI | BAGALKOT | BAGALKOT | GULEDAGUDD | KATAGERI
4172 | BAGALKOT_220KV | BAGALKOT_220KV | 110316255J | NAVNAGAR(BAGALKOT)_110KV | BANK-2 | F10 | J | F10-INDUSTRIAL LAYOUT | URBAN DHQ | BAGALKOT | BAGALKOT | BELAGAVI | BAGALKOT | BAGALKOT | BAGALKOT CSD | NAVNAGAR-1
4176 | BAGALKOT_220KV | BAGALKOT_220KV | 110316419B | NAVANAGAR (BAGALKOT) UNIT-II_110KV | BANK-1 | F02 | B | F02-SECTOR NO.64 AND 77 | URBAN DHQ | BAGALKOT | BAGALKOT | BELAGAVI | BAGALKOT | BAGALKOT | BAGALKOT CSD | NAVANAGAR-1
4177 | BAGALKOT_220KV | BAGALKOT_220KV | 110316419C | NAVANAGAR (BAGALKOT) UNIT-II_110KV | BANK-1 | F03 | C | F03-SECTOR NO.68 AND 73 | URBAN DHQ | BAGALKOT | BAGALKOT | BELAGAVI | BAGALKOT | BAGALKOT | BAGALKOT CSD | NAVANAGAR-2
4178 | BAGALKOT_220KV | BAGALKOT_220KV | 110316419D | NAVANAGAR (BAGALKOT) UNIT-II_110KV | BANK-1 | F04 | D | F04-SECTOR NO.69 AND 72 | URBAN DHQ | BAGALKOT | BAGALKOT | BELAGAVI | BAGALKOT | BAGALKOT | BAGALKOT CSD | NAVANAGAR-2
4179 | BAGALKOT_220KV | BAGALKOT_220KV | 110316419E | NAVANAGAR (BAGALKOT) UNIT-II_110KV | BANK-1 | F05 | E | F05-SECTOR NO.70 AND 71 | URBAN DHQ | BAGALKOT | BAGALKOT | BELAGAVI | BAGALKOT | BAGALKOT | BAGALKOT CSD | NAVANAGAR-2
4180 | BAGALKOT_220KV | BAGALKOT_220KV | 110316419F | NAVANAGAR (BAGALKOT) UNIT-II_110KV | BANK-1 | F06 | F | F06-SECTOR NO.67 AND 74 | URBAN DHQ | BAGALKOT | BAGALKOT | BELAGAVI | BAGALKOT | BAGALKOT | BAGALKOT CSD | NAVANAGAR-2
4181 | BAGALKOT_220KV | BAGALKOT_220KV | 110316419G | NAVANAGAR (BAGALKOT) UNIT-II_110KV | BANK-2 | F07 | G | F07-SECTOR NO.65 AND 76 | URBAN DHQ | BAGALKOT | BAGALKOT | BELAGAVI | BAGALKOT | BAGALKOT | BAGALKOT CSD | NAVANAGAR-1
4182 | BAGALKOT_220KV | BAGALKOT_220KV | 110316419H | NAVANAGAR (BAGALKOT) UNIT-II_110KV | BANK-2 | F08 | H | F08-SECTOR NO.66 AND 75 | URBAN DHQ | BAGALKOT | BAGALKOT | BELAGAVI | BAGALKOT | BAGALKOT | BAGALKOT CSD | NAVANAGAR-1
4183 | BAGALKOT_220KV | BAGALKOT_220KV | 110316419I | NAVANAGAR (BAGALKOT) UNIT-II_110KV | BANK-2 | F09 | I | F09-SECTOR NO.80 AND 89 | URBAN DHQ | BAGALKOT | BAGALKOT | BELAGAVI | BAGALKOT | BAGALKOT | BAGALKOT CSD | NAVANAGAR-1
4184 | BAGALKOT_220KV | BAGALKOT_220KV | 110316419J | NAVANAGAR (BAGALKOT) UNIT-II_110KV | BANK-2 | F10 | J | F10-SECTOR NO.82 AND 87 | URBAN DHQ | BAGALKOT | BAGALKOT | BELAGAVI | BAGALKOT | BAGALKOT | BAGALKOT CSD | NAVANAGAR-2
4185 | BAGALKOT_220KV | BAGALKOT_220KV | 110316419K | NAVANAGAR (BAGALKOT) UNIT-II_110KV | BANK-2 | F11 | K | F11-SECTOR NO.84 AND 85 | URBAN DHQ | BAGALKOT | BAGALKOT | BELAGAVI | BAGALKOT | BAGALKOT | BAGALKOT CSD | NAVANAGAR-2
4186 | BAGALKOT_220KV | BAGALKOT_220KV | 110316419L | NAVANAGAR (BAGALKOT) UNIT-II_110KV | BANK-2 | F12 | L | F12-CIRCLE OFFICE | URBAN DHQ | BAGALKOT | BAGALKOT | BELAGAVI | BAGALKOT | BAGALKOT | BAGALKOT CSD | NAVANAGAR-2
4187 | BAGALKOT_220KV | BAGALKOT_220KV | 110316419M | NAVANAGAR (BAGALKOT) UNIT-II_110KV | BANK-3 | F13 | M | F13-NAGALINGESHWAR | URBAN DHQ | BAGALKOT | BAGALKOT | BELAGAVI | BAGALKOT | BAGALKOT | BAGALKOT CSD | NAVANAGAR-1
4188 | BAGALKOT_220KV | BAGALKOT_220KV | 110316419O | NAVANAGAR (BAGALKOT) UNIT-II_110KV | BANK-3 | F15 | O | F15-SECTOR NO.78 AND 91 | URBAN DHQ | BAGALKOT | BAGALKOT | BELAGAVI | BAGALKOT | BAGALKOT | BAGALKOT CSD | NAVANAGAR-1
4189 | BAGALKOT_220KV | BAGALKOT_220KV | 110365419P | NAVANAGAR (BAGALKOT) UNIT-II_110KV | BANK-3 | F16 | P | F16-DURGA NAGAR NJY | NJY | BAGALKOT | BAGALKOT | BELAGAVI | BAGALKOT | BAGALKOT | BAGALKOT RSD | GADDANAKERI
4192 | BAGALKOT_220KV | BAGALKOT_220KV | 110316451F | NAVANAGAR-2 (BAGALKOT) UNIT-II_110KV | BANK-1 | F06 | F | F06-SECTOR NO.98 AND 99 | URBAN DHQ | BAGALKOT | BAGALKOT | BELAGAVI | BAGALKOT | BAGALKOT | BAGALKOT CSD | NAVANAGAR-2
4193 | BAGALKOT_220KV | BAGALKOT_220KV | 110316451G | NAVANAGAR-2 (BAGALKOT) UNIT-II_110KV | BANK-2 | F07 | G | F07-SECTOR NO.97 AND 100 | URBAN DHQ | BAGALKOT | BAGALKOT | BELAGAVI | BAGALKOT | BAGALKOT | BAGALKOT CSD | NAVANAGAR-2
4194 | BAGALKOT_220KV | BAGALKOT_220KV | 110316451H | NAVANAGAR-2 (BAGALKOT) UNIT-II_110KV | BANK-2 | F08 | H | F08-SECTOR NO.83 AND 86 | URBAN DHQ | BAGALKOT | BAGALKOT | BELAGAVI | BAGALKOT | BAGALKOT | BAGALKOT CSD | NAVANAGAR-2
4195 | BAGALKOT_220KV | BAGALKOT_220KV | 110316451I | NAVANAGAR-2 (BAGALKOT) UNIT-II_110KV | BANK-2 | F09 | I | F09-SECTOR NO.96 AND 101 | URBAN DHQ | BAGALKOT | BAGALKOT | BELAGAVI | BAGALKOT | BAGALKOT | BAGALKOT CSD | NAVANAGAR-2
4196 | BAGALKOT_220KV | BAGALKOT_220KV | 110316451K | NAVANAGAR-2 (BAGALKOT) UNIT-II_110KV | BANK-2 | F11 | K | F11-SECTOR NO.95 AND 102 | URBAN DHQ | BAGALKOT | BAGALKOT | BELAGAVI | BAGALKOT | BAGALKOT | BAGALKOT CSD | NAVANAGAR-2
4197 | BAGALKOT_220KV | BAGALKOT_220KV | 110316451M | NAVANAGAR-2 (BAGALKOT) UNIT-II_110KV | BANK-3 | F13 | M | F13-SECTOR NO.93 AND 104 | URBAN DHQ | BAGALKOT | BAGALKOT | BELAGAVI | BAGALKOT | BAGALKOT | BAGALKOT CSD | NAVANAGAR-1
4198 | BAGALKOT_220KV | BAGALKOT_220KV | 110316451N | NAVANAGAR-2 (BAGALKOT) UNIT-II_110KV | BANK-3 | F14 | N | F14-SECTOR NO.79 AND 90 | URBAN DHQ | BAGALKOT | BAGALKOT | BELAGAVI | BAGALKOT | BAGALKOT | BAGALKOT CSD | NAVANAGAR-1
4199 | BAGALKOT_220KV | BAGALKOT_220KV | 110316451B | NAVANAGAR-2 (BAGALKOT) UNIT-II_110KV | BANK-1 | F02 | B | F02-UNIVERSITY | URBAN DHQ | BAGALKOT | BAGALKOT | BELAGAVI | BAGALKOT | BAGALKOT | BAGALKOT CSD | NAVANAGAR-2
4200 | BAGALKOT_220KV | BAGALKOT_220KV | 110316256A | NEERABHUDIHAL_110KV | BANK-1 | F01 | A | F01-NEERABHUDHIHAL NJY | NJY | BAGALKOT | BADAMI | BELAGAVI | BAGALKOT | BAGALKOT | GULEDAGUDD | KERUR
4201 | BAGALKOT_220KV | BAGALKOT_220KV | 110331256C | NEERABHUDIHAL_110KV | BANK-1 | F03 | C | F03-ANWAL | AGRICULTURE | BAGALKOT | BADAMI | BELAGAVI | BAGALKOT | BAGALKOT | GULEDAGUDD | KERUR
4202 | BAGALKOT_220KV | BAGALKOT_220KV | 110331256D | NEERABHUDIHAL_110KV | BANK-1 | F04 | D | F04-KADARKOPPA | AGRICULTURE | BAGALKOT | BADAMI | BELAGAVI | BAGALKOT | BAGALKOT | GULEDAGUDD | KERUR
4203 | BAGALKOT_220KV | BAGALKOT_220KV | 110331256E | NEERABHUDIHAL_110KV | BANK-1 | F05 | E | F05-HANAMANERI | AGRICULTURE | BAGALKOT | BADAMI | BELAGAVI | BAGALKOT | BAGALKOT | GULEDAGUDD | KERUR
4204 | BAGALKOT_220KV | BAGALKOT_220KV | 110331256F | NEERABHUDIHAL_110KV | BANK-1 | F06 | F | F06-NERABUDIHAL | AGRICULTURE | BAGALKOT | BADAMI | BELAGAVI | BAGALKOT | BAGALKOT | GULEDAGUDD | KERUR
4205 | BAGALKOT_220KV | BAGALKOT_220KV | 110365256H | NEERABHUDIHAL_110KV | BANK-2 | F08 | H | F08-TULASIGERI IP2 | AGRICULTURE | BAGALKOT | BADAMI | BELAGAVI | BAGALKOT | BAGALKOT | BAGALKOT RSD | KALADAGI
4206 | BAGALKOT_220KV | BAGALKOT_220KV | 110365256B | NEERABHUDIHAL_110KV | BANK-2 | F09 | B | F09-DABADABBI | AGRICULTURE | BAGALKOT | BADAMI | BELAGAVI | BAGALKOT | BAGALKOT | GULEDAGUDD | KERUR
4207 | BAGALKOT_220KV | BAGALKOT_220KV | 110331256M | NEERABHUDIHAL_110KV | BANK-2 | F10 | M | F10-JALAGERI | AGRICULTURE | BAGALKOT | BADAMI | BELAGAVI | BAGALKOT | BAGALKOT | GULEDAGUDD | KERUR
4208 | BAGALKOT_220KV | BAGALKOT_220KV | 110365256K | NEERABHUDIHAL_110KV | BANK-2 | F11 | K | F11-KALASAKOPPA IP | AGRICULTURE | BAGALKOT | BADAMI | BELAGAVI | BAGALKOT | BAGALKOT | BAGALKOT RSD | KALADAGI
4209 | BAGALKOT_220KV | BAGALKOT_220KV | 110331256L | NEERABHUDIHAL_110KV | BANK-2 | F12 | L | F12-KERAKALAMATTI NJY | NJY | BAGALKOT | BADAMI | BELAGAVI | BAGALKOT | BAGALKOT | GULEDAGUDD | KERUR
4210 | BAGALKOT_220KV | BAGALKOT_220KV | 110331256N | NEERABHUDIHAL_110KV | BANK-1 | F02 | N | F02-KAGALAGOMBA NJY | NJY | BAGALKOT | GULEDGUDDA | BELAGAVI | BAGALKOT | BAGALKOT | GULEDAGUDD | KATAGERI
4211 | BAGALKOT_220KV | BAGALKOT_220KV | 110331256O | NEERABHUDIHAL_110KV | BANK-2 | F07 | O | F07-MALAGI | AGRICULTURE | BAGALKOT | BADAMI | BELAGAVI | BAGALKOT | BAGALKOT | GULEDAGUDD | KERUR
4215 | HAVERI_220KV | GUTTAL_110KV | 241235257A | NEERALAGI_33KV | BANK-1 | F01 | A | F01-NEERALAGI | AGRICULTURE | HAVERI | HAVERI | HUBBALLI | HAVERI | HAVERI | HAVERI | NEERALAGI
4216 | HAVERI_220KV | GUTTAL_110KV | 241235257B | NEERALAGI_33KV | BANK-1 | F02 | B | F02-HARALALLI NJY | NJY | HAVERI | HAVERI | HUBBALLI | HAVERI | HAVERI | HAVERI | NEERALAGI
4217 | HAVERI_220KV | GUTTAL_110KV | 241235257C | NEERALAGI_33KV | BANK-1 | F03 | C | F03-TERADAHALLI | AGRICULTURE | HAVERI | HAVERI | HUBBALLI | HAVERI | HAVERI | HAVERI | NEERALAGI
4218 | HAVERI_220KV | GUTTAL_110KV | 241235257D | NEERALAGI_33KV | BANK-2 | F04 | D | F04-MEVUNDI | WATER SUPPLY | HAVERI | HAVERI | HUBBALLI | HAVERI | HAVERI | HAVERI | NEERALAGI
4219 | HAVERI_220KV | GUTTAL_110KV | 241235257E | NEERALAGI_33KV | BANK-2 | F05 | E | F05-HALAGI NJY | NJY | HAVERI | HAVERI | HUBBALLI | HAVERI | HAVERI | HAVERI | NEERALAGI
4220 | HAVERI_220KV | GUTTAL_110KV | 241235257F | NEERALAGI_33KV | BANK-2 | F06 | F | F06-KEREKOPPA | AGRICULTURE | HAVERI | HAVERI | HUBBALLI | HAVERI | HAVERI | HAVERI | NEERALAGI
4221 | M.K. HUBLI_220KV | BAILHONGAL_110KV | 120406258A | NEGINAL_33KV | BANK-1 | F01 | A | F01-BEVINKOPPA IP | AGRICULTURE | BELAGAVI | BAILHONGAL | BELAGAVI | BELAGAVI | BAILHONGAL | BAILHONGAL | BAILHONGAL RURAL
4222 | M.K. HUBLI_220KV | BAILHONGAL_110KV | 120406258B | NEGINAL_33KV | BANK-1 | F02 | B | F02-KESARKOPPA IP | AGRICULTURE | BELAGAVI | BAILHONGAL | BELAGAVI | BELAGAVI | BAILHONGAL | BAILHONGAL | BAILHONGAL RURAL
4223 | M.K. HUBLI_220KV | BAILHONGAL_110KV | 120406258C | NEGINAL_33KV | BANK-1 | F03 | C | F03-ADITYA MILK | INDUSTRIAL | BELAGAVI | BAILHONGAL | BELAGAVI | BELAGAVI | BAILHONGAL | BAILHONGAL | BAILHONGAL RURAL
4224 | M.K. HUBLI_220KV | BAILHONGAL_110KV | 120406258D | NEGINAL_33KV | BANK-2 | F04 | D | F04-YARDAL NJY | NJY | BELAGAVI | BAILHONGAL | BELAGAVI | BELAGAVI | BAILHONGAL | BAILHONGAL | BAILHONGAL RURAL
4225 | M.K. HUBLI_220KV | BAILHONGAL_110KV | 120406258E | NEGINAL_33KV | BANK-2 | F05 | E | F05-HOLIHOSUR IP | AGRICULTURE | BELAGAVI | BAILHONGAL | BELAGAVI | BELAGAVI | BAILHONGAL | BAILHONGAL | BAILHONGAL RURAL
4226 | M.K. HUBLI_220KV | BAILHONGAL_110KV | 120406258F | NEGINAL_33KV | BANK-2 | F06 | F | F06-NEGINAL IP | AGRICULTURE | BELAGAVI | BAILHONGAL | BELAGAVI | BELAGAVI | BAILHONGAL | BAILHONGAL | BAILHONGAL RURAL
4228 | BELAGAVI_220KV | BELAGAVI_220KV | 120624259A | NEHARUNAGAR(BELAGAVI)_110KV | BANK-1 | F01 | A | F01-INDAL | INDUSTRIAL | BELAGAVI | BELAGAVI | BELAGAVI | BELAGAVI | BELAGAVI URBAN | BELAGAVI CSD-3 | SO-9
4231 | BELAGAVI_220KV | BELAGAVI_220KV | 120624259D | NEHARUNAGAR(BELAGAVI)_110KV | BANK-1 | F04 | D | F04-VAIBHAV NAGAR | URBAN DHQ | BELAGAVI | BELAGAVI | BELAGAVI | BELAGAVI | BELAGAVI URBAN | BELAGAVI CSD-3 | SO-9
4234 | BELAGAVI_220KV | BELAGAVI_220KV | 120624259G | NEHARUNAGAR(BELAGAVI)_110KV | BANK-1 | F05 | G | F05-SHIVABASAV NAGAR | URBAN DHQ | BELAGAVI | BELAGAVI | BELAGAVI | BELAGAVI | BELAGAVI URBAN | BELAGAVI CSD-3 | SO-1
4235 | BELAGAVI_220KV | BELAGAVI_220KV | 120624259R | NEHARUNAGAR(BELAGAVI)_110KV | BANK-1 | F03 | R | F03-SHIVAJI NAGAR | URBAN DHQ | BELAGAVI | BELAGAVI | BELAGAVI | BELAGAVI | BELAGAVI URBAN | BELAGAVI CSD-3 | SO-1
4236 | BELAGAVI_220KV | BELAGAVI_220KV | 120624259I | NEHARUNAGAR(BELAGAVI)_110KV | BANK-2 | F09 | I | F09-SADASHIV NAGAR | URBAN DHQ | BELAGAVI | BELAGAVI | BELAGAVI | BELAGAVI | BELAGAVI URBAN | BELAGAVI CSD-3 | SO-1
4237 | BELAGAVI_220KV | BELAGAVI_220KV | 120624259J | NEHARUNAGAR(BELAGAVI)_110KV | BANK-2 | F10 | J | F10-JINABAKUL | INDUSTRIAL | BELAGAVI | BELAGAVI | BELAGAVI | BELAGAVI | BELAGAVI URBAN | BELAGAVI CSD-3 | SO-9
4238 | BELAGAVI_220KV | BELAGAVI_220KV | 120624259K | NEHARUNAGAR(BELAGAVI)_110KV | BANK-3 | F14 | K | F14-SUBHASH NAGAR | URBAN DHQ | BELAGAVI | BELAGAVI | BELAGAVI | BELAGAVI | BELAGAVI URBAN | BELAGAVI CSD-3 | SO-1
4240 | BELAGAVI_220KV | BELAGAVI_220KV | 120624259M | NEHARUNAGAR(BELAGAVI)_110KV | BANK-2 | F11 | M | F11-CIVIL HOSPITAL | URBAN DHQ | BELAGAVI | BELAGAVI | BELAGAVI | BELAGAVI | BELAGAVI URBAN | BELAGAVI CSD-3 | SO-1
4241 | BELAGAVI_220KV | BELAGAVI_220KV | 120624259O | NEHARUNAGAR(BELAGAVI)_110KV | BANK-3 | F15 | O | F15-VISHWESHWARAYYA NAGAR | URBAN DHQ | BELAGAVI | BELAGAVI | BELAGAVI | BELAGAVI | BELAGAVI URBAN | BELAGAVI CSD-3 | SO-1
4242 | BELAGAVI_220KV | BELAGAVI_220KV | 120624259P | NEHARUNAGAR(BELAGAVI)_110KV | BANK-3 | F16 | P | F16-KPTCL/HESCOM OFFICE PREMISES | URBAN DHQ | BELAGAVI | BELAGAVI | BELAGAVI | BELAGAVI | BELAGAVI URBAN | BELAGAVI CSD-3 | SO-1
4243 | BELAGAVI_220KV | ANKALAGI_110KV | 120406260A | NESARGI_33KV | BANK-1 | F01 | A | F01-DESHNUR NJY | NJY | BELAGAVI | BAILHONGAL | BELAGAVI | BELAGAVI | BAILHONGAL | BAILHONGAL | NESARGI
4244 | BELAGAVI_220KV | ANKALAGI_110KV | 120406260B | NESARGI_33KV | BANK-1 | F02 | B | F02-SUTAGATTI IP | AGRICULTURE | BELAGAVI | BAILHONGAL | BELAGAVI | BELAGAVI | BAILHONGAL | BAILHONGAL | NESARGI
4245 | BELAGAVI_220KV | ANKALAGI_110KV | 120406260C | NESARGI_33KV | BANK-1 | F03 | C | F03-MEKALMARDI NJY | NJY | BELAGAVI | BAILHONGAL | BELAGAVI | BELAGAVI | BAILHONGAL | BAILHONGAL | NESARGI
4246 | BELAGAVI_220KV | ANKALAGI_110KV | 120406260D | NESARGI_33KV | BANK-2 | F04 | D | F04-MURAKIBHAVI IP | AGRICULTURE | BELAGAVI | BAILHONGAL | BELAGAVI | BELAGAVI | BAILHONGAL | BAILHONGAL | NESARGI
4247 | BELAGAVI_220KV | ANKALAGI_110KV | 120406260E | NESARGI_33KV | BANK-2 | F05 | E | F05-MASTMARADI NJY | NJY | BELAGAVI | BAILHONGAL | BELAGAVI | BELAGAVI | BAILHONGAL | BAILHONGAL | NESARGI
4248 | BELAGAVI_220KV | ANKALAGI_110KV | 120406260F | NESARGI_33KV | BANK-2 | F06 | F | F06-VANNUR IP | AGRICULTURE | BELAGAVI | BAILHONGAL | BELAGAVI | BELAGAVI | BAILHONGAL | BAILHONGAL | NESARGI
4249 | BELAGAVI_220KV | ANKALAGI_110KV | 120406260G | NESARGI_33KV | BANK-2 | F07 | G | F07-SOMANATTI LIS | LIFT IRRIGATION | BELAGAVI | BAILHONGAL | BELAGAVI | BELAGAVI | BAILHONGAL | BAILHONGAL | SAMPAGAON
4253 | B.BAGEWADI_220KV | B.BAGEWADI_220KV | 180251261A | NIDAGUNDI_110KV | BANK-1 | F01 | A | F01-HULLUR | AGRICULTURE | VIJAYAPUR | MUDDEBIHAL | BELAGAVI | VIJAYAPUR | B.BAGEWADI | MUDDEBIHAL | HULLUR
4254 | B.BAGEWADI_220KV | B.BAGEWADI_220KV | 180257261B | NIDAGUNDI_110KV | BANK-1 | F02 | B | F02-ALAMATTI NJY | NJY | VIJAYAPUR | B.BAGEWADI | BELAGAVI | VIJAYAPUR | B.BAGEWADI | NIDAGUNDI | NIDAGUNDI (U)
4255 | B.BAGEWADI_220KV | B.BAGEWADI_220KV | 180257261C | NIDAGUNDI_110KV | BANK-3 | F12 | C | F12-BENAL RS | AGRICULTURE | VIJAYAPUR | B.BAGEWADI | BELAGAVI | VIJAYAPUR | B.BAGEWADI | NIDAGUNDI | NIDAGUNDI RURAL
4256 | B.BAGEWADI_220KV | B.BAGEWADI_220KV | 180257261E | NIDAGUNDI_110KV | BANK-1 | F05 | E | F05-NIDAGUNDI | URBAN NDHQ | VIJAYAPUR | B.BAGEWADI | BELAGAVI | VIJAYAPUR | B.BAGEWADI | NIDAGUNDI | NIDAGUNDI (U)
4257 | B.BAGEWADI_220KV | B.BAGEWADI_220KV | 180251261F | NIDAGUNDI_110KV | BANK-1 | F06 | F | F06-HULLUR NJY | NJY | VIJAYAPUR | B.BAGEWADI | BELAGAVI | VIJAYAPUR | B.BAGEWADI | MUDDEBIHAL | HULLUR
4258 | B.BAGEWADI_220KV | B.BAGEWADI_220KV | 180257261G | NIDAGUNDI_110KV | BANK-2 | F08 | G | F08-BAGEWADI WATER SUPPLY | WATER SUPPLY | VIJAYAPUR | B.BAGEWADI | BELAGAVI | VIJAYAPUR | B.BAGEWADI | NIDAGUNDI | NIDAGUNDI (U)
4259 | B.BAGEWADI_220KV | B.BAGEWADI_220KV | 180257261H | NIDAGUNDI_110KV | BANK-2 | F09 | H | F09-VANDAL | AGRICULTURE | VIJAYAPUR | B.BAGEWADI | BELAGAVI | VIJAYAPUR | B.BAGEWADI | NIDAGUNDI | NIDAGUNDI RURAL
4261 | B.BAGEWADI_220KV | B.BAGEWADI_220KV | 180251261J | NIDAGUNDI_110KV | BANK-1 | F04 | J | F04-KASHINAKUNTI | AGRICULTURE | VIJAYAPUR | MUDDEBIHAL | BELAGAVI | VIJAYAPUR | B.BAGEWADI | MUDDEBIHAL | HULLUR
4262 | B.BAGEWADI_220KV | B.BAGEWADI_220KV | 180251261K | NIDAGUNDI_110KV | BANK-2 | F11 | K | F11-MASUTI | AGRICULTURE | VIJAYAPUR | MUDDEBIHAL | BELAGAVI | VIJAYAPUR | B.BAGEWADI | MUDDEBIHAL | HULLUR
4263 | B.BAGEWADI_220KV | B.BAGEWADI_220KV | 180257261M | NIDAGUNDI_110KV | BANK-3 | F13 | M | F13-MAJAREKOPPA | AGRICULTURE | VIJAYAPUR | KOLHAR | BELAGAVI | VIJAYAPUR | B.BAGEWADI | NIDAGUNDI | TELAGI
4264 | B.BAGEWADI_220KV | B.BAGEWADI_220KV | 180257261N | NIDAGUNDI_110KV | BANK-2 | F07 | N | F07-UNNIBHAVI NJY | NJY | VIJAYAPUR | NIDAGUNDI | BELAGAVI | VIJAYAPUR | B.BAGEWADI | NIDAGUNDI | NIDAGUNDI RURAL
4265 | B.BAGEWADI_220KV | B.BAGEWADI_220KV | 180251261O | NIDAGUNDI_110KV | BANK-1 | F03 | O | F03-JATTAGI IP | AGRICULTURE | VIJAYAPUR | MUDDEBIHAL | BELAGAVI | VIJAYAPUR | B.BAGEWADI | MUDDEBIHAL | HULLUR
4266 | B.BAGEWADI_220KV | B.BAGEWADI_220KV | 180257261P | NIDAGUNDI_110KV | BANK-3 | F14 | P | F14-ALMATTI MOGAL GARDEN DAM SITE NJY | NJY | VIJAYAPUR | NIDAGUNDI | BELAGAVI | VIJAYAPUR | B.BAGEWADI | NIDAGUNDI | NIDAGUNDI (U)
4270 | VIJAYAPUR_220KV | TIKOTA_110KV | 182405477A | NIDONI(ARJUNAGI)_110KV | BANK-1 | F01 | A | F01-DASYAL IP | AGRICULTURE | VIJAYAPUR | BABALESHWAR | BELAGAVI | VIJAYAPUR | VIJAYAPUR | BABALESHWAR | NIDONI
4271 | VIJAYAPUR_220KV | TIKOTA_110KV | 182405477B | NIDONI(ARJUNAGI)_110KV | BANK-1 | F02 | B | F02-RAMESHWAR IP | AGRICULTURE | VIJAYAPUR | BABALESHWAR | BELAGAVI | VIJAYAPUR | VIJAYAPUR | BABALESHWAR | NIDONI
4272 | VIJAYAPUR_220KV | TIKOTA_110KV | 182405477C | NIDONI(ARJUNAGI)_110KV | BANK-1 | F03 | C | F03-SHIVANAGUDI IP | AGRICULTURE | VIJAYAPUR | BABALESHWAR | BELAGAVI | VIJAYAPUR | VIJAYAPUR | BABALESHWAR | NIDONI
4273 | VIJAYAPUR_220KV | TIKOTA_110KV | 182405477D | NIDONI(ARJUNAGI)_110KV | BANK-1 | F04 | D | F04-NIDONI MADDI IP | AGRICULTURE | VIJAYAPUR | BABALESHWAR | BELAGAVI | VIJAYAPUR | VIJAYAPUR | BABALESHWAR | NIDONI
4274 | VIJAYAPUR_220KV | TIKOTA_110KV | 182405477H | NIDONI(ARJUNAGI)_110KV | BANK-2 | F08 | H | F08-HEBBALATTI IP | AGRICULTURE | VIJAYAPUR | BABALESHWAR | BELAGAVI | VIJAYAPUR | VIJAYAPUR | BABALESHWAR | NIDONI
4275 | VIJAYAPUR_220KV | TIKOTA_110KV | 182405477I | NIDONI(ARJUNAGI)_110KV | BANK-2 | F09 | I | F09-REVANASIDDESHWAR IP | AGRICULTURE | VIJAYAPUR | BABALESHWAR | BELAGAVI | VIJAYAPUR | VIJAYAPUR | BABALESHWAR | NIDONI
4276 | VIJAYAPUR_220KV | TIKOTA_110KV | 182405477L | NIDONI(ARJUNAGI)_110KV | BANK-2 | F12 | L | F12-NIDONI KERI IP | AGRICULTURE | VIJAYAPUR | BABALESHWAR | BELAGAVI | VIJAYAPUR | VIJAYAPUR | BABALESHWAR | NIDONI
4277 | VIJAYAPUR_220KV | TIKOTA_110KV | 182405477E | NIDONI(ARJUNAGI)_110KV | BANK-1 | F05 | E | F05-NIDONI NJY | NJY | VIJAYAPUR | BABALESHWAR | BELAGAVI | VIJAYAPUR | VIJAYAPUR | BABALESHWAR | NIDONI
4278 | VIJAYAPUR_220KV | TIKOTA_110KV | 182405477F | NIDONI(ARJUNAGI)_110KV | BANK-1 | F06 | F | F06-KESARAL IP | AGRICULTURE | VIJAYAPUR | BABALESHWAR | BELAGAVI | VIJAYAPUR | VIJAYAPUR | BABALESHWAR | NIDONI
4279 | VIJAYAPUR_220KV | TIKOTA_110KV | 182405477G | NIDONI(ARJUNAGI)_110KV | BANK-2 | F07 | G | F07-PRADHANI IP | AGRICULTURE | VIJAYAPUR | BABALESHWAR | BELAGAVI | VIJAYAPUR | VIJAYAPUR | BABALESHWAR | NIDONI
4280 | VIJAYAPUR_220KV | TIKOTA_110KV | 182405477K | NIDONI(ARJUNAGI)_110KV | BANK-2 | F11 | K | F11-PARAMANAND IP | AGRICULTURE | VIJAYAPUR | BABALESHWAR | BELAGAVI | VIJAYAPUR | VIJAYAPUR | BABALESHWAR | NIDONI
4282 | NARENDRA_220KV | LAKKAMANAHALLI_110KV | 250866262H | NIGADI_33KV | BANK-1 | F01 | H | F01-T R NAGAR NJY | NJY | DHARWAD | DHARWAD | HUBBALLI | HUBBALLI | DHARWAD RURAL | DHARWAD RSD | SO-2
4283 | NARENDRA_220KV | LAKKAMANAHALLI_110KV | 250866262B | NIGADI_33KV | BANK-1 | F02 | B | F02-AMBOLIKOPPA | AGRICULTURE | DHARWAD | DHARWAD | HUBBALLI | HUBBALLI | DHARWAD RURAL | DHARWAD RSD | SO-2
4284 | NARENDRA_220KV | LAKKAMANAHALLI_110KV | 250866262C | NIGADI_33KV | BANK-1 | F03 | C | F03-BANADUR | AGRICULTURE | DHARWAD | DHARWAD | HUBBALLI | HUBBALLI | DHARWAD RURAL | DHARWAD RSD | SO-2
4285 | NARENDRA_220KV | LAKKAMANAHALLI_110KV | 250866262D | NIGADI_33KV | BANK-2 | F04 | D | F04-DEVARHUBBLLI | AGRICULTURE | DHARWAD | DHARWAD | HUBBALLI | HUBBALLI | DHARWAD RURAL | DHARWAD RSD | SO-2
4286 | NARENDRA_220KV | LAKKAMANAHALLI_110KV | 250866262E | NIGADI_33KV | BANK-2 | F05 | E | F05-KALKERI NJY | NJY | DHARWAD | DHARWAD | HUBBALLI | HUBBALLI | DHARWAD RURAL | DHARWAD RSD | SO-2
4287 | NARENDRA_220KV | LAKKAMANAHALLI_110KV | 250866262F | NIGADI_33KV | BANK-2 | F06 | F | F06-MALLUR | AGRICULTURE | DHARWAD | DHARWAD | HUBBALLI | HUBBALLI | DHARWAD RURAL | DHARWAD RSD | SO-2
4288 | NARENDRA_220KV | LAKKAMANAHALLI_110KV | 250866262I | NIGADI_33KV | BANK-2 | F09 | I | F09-NIGADI | AGRICULTURE | DHARWAD | DHARWAD | HUBBALLI | HUBBALLI | DHARWAD RURAL | DHARWAD RSD | SO-2
4289 | NARENDRA_220KV | LAKKAMANAHALLI_110KV | 250866262J | NIGADI_33KV | BANK-1 | F08 | J | F08-BELLIGATTI NJY | NJY | DHARWAD | DHARWAD | HUBBALLI | HUBBALLI | DHARWAD RURAL | DHARWAD RSD | SO-2
4290 | NARENDRA_220KV | LAKKAMANAHALLI_110KV | 250866262A | NIGADI_33KV | BANK-2 | F10 | A | F10-MANAGUNDI NJY | NJY | DHARWAD | HUBBALLI | HUBBALLI | HUBBALLI | DHARWAD RURAL | DHARWAD RSD | SO-2
4291 | NARENDRA_220KV | LAKKAMANAHALLI_110KV | 250866262G | NIGADI_33KV | BANK-1 | F07 | G | F07-HALLIGERI NJY | NJY | DHARWAD | DHARWAD | HUBBALLI | HUBBALLI | DHARWAD RURAL | DHARWAD RSD | SO-2
4292 | CHIKKODI_220KV | CHIKKODI_220KV | 130758263A | NIPPANI_110KV | BANK-3 | F16 | A | F16-STAVANIDHI NJY | NJY | BELAGAVI | CHIKKODI | BELAGAVI | CHIKKODI | CHIKKODI | NIPPANI | NIPPANI RURAL
4293 | CHIKKODI_220KV | CHIKKODI_220KV | 130758263B | NIPPANI_110KV | BANK-1 | F02 | B | F02-NH4 | URBAN NDHQ | BELAGAVI | CHIKKODI | BELAGAVI | CHIKKODI | CHIKKODI | NIPPANI | NIPPANI URBAN
4294 | CHIKKODI_220KV | CHIKKODI_220KV | 130758263C | NIPPANI_110KV | BANK-1 | F03 | C | F03-MGM | URBAN NDHQ | BELAGAVI | CHIKKODI | BELAGAVI | CHIKKODI | CHIKKODI | NIPPANI | NIPPANI URBAN
4295 | CHIKKODI_220KV | CHIKKODI_220KV | 130758263D | NIPPANI_110KV | BANK-1 | F05 | D | F05-INDUSTRIAL | URBAN NDHQ | BELAGAVI | CHIKKODI | BELAGAVI | CHIKKODI | CHIKKODI | NIPPANI | NIPPANI URBAN
4296 | CHIKKODI_220KV | CHIKKODI_220KV | 130758263E | NIPPANI_110KV | BANK-3 | F17 | E | F17-POWER HOUSE | URBAN NDHQ | BELAGAVI | CHIKKODI | BELAGAVI | CHIKKODI | CHIKKODI | NIPPANI | NIPPANI URBAN
4297 | CHIKKODI_220KV | CHIKKODI_220KV | 130758263F | NIPPANI_110KV | BANK-2 | F06 | F | F06-KURLI | AGRICULTURE | BELAGAVI | CHIKKODI | BELAGAVI | CHIKKODI | CHIKKODI | NIPPANI | NIPPANI RURAL
4298 | CHIKKODI_220KV | CHIKKODI_220KV | 130758263G | NIPPANI_110KV | BANK-2 | F08 | G | F08-YAMAGARNI | AGRICULTURE | BELAGAVI | CHIKKODI | BELAGAVI | CHIKKODI | CHIKKODI | NIPPANI | NIPPANI RURAL
4299 | CHIKKODI_220KV | CHIKKODI_220KV | 130758263H | NIPPANI_110KV | BANK-2 | F09 | H | F09-RAMPUR IP | AGRICULTURE | BELAGAVI | CHIKKODI | BELAGAVI | CHIKKODI | CHIKKODI | NIPPANI | KHADAKLAT
4300 | CHIKKODI_220KV | CHIKKODI_220KV | 130758263I | NIPPANI_110KV | BANK-3 | F18 | I | F18-AKKOL | AGRICULTURE | BELAGAVI | CHIKKODI | BELAGAVI | CHIKKODI | CHIKKODI | NIPPANI | KHADAKLAT
4301 | CHIKKODI_220KV | CHIKKODI_220KV | 130758263J | NIPPANI_110KV | BANK-2 | F10 | J | F10-NIPPANI W/S NJY | NJY | BELAGAVI | CHIKKODI | BELAGAVI | CHIKKODI | CHIKKODI | NIPPANI | NIPPANI RURAL
4302 | CHIKKODI_220KV | CHIKKODI_220KV | 130758263K | NIPPANI_110KV | BANK-2 | F07 | K | F07-KODNI | AGRICULTURE | BELAGAVI | CHIKKODI | BELAGAVI | CHIKKODI | CHIKKODI | NIPPANI | NIPPANI RURAL
4303 | CHIKKODI_220KV | CHIKKODI_220KV | 130758263L | NIPPANI_110KV | BANK-3 | F12 | L | F12-WALKI NJY | NJY | BELAGAVI | CHIKKODI | BELAGAVI | CHIKKODI | CHIKKODI | NIPPANI | NIPPANI RURAL
4304 | CHIKKODI_220KV | CHIKKODI_220KV | 130758263M | NIPPANI_110KV | BANK-3 | F19 | M | F19-PATTANKUDI | AGRICULTURE | BELAGAVI | CHIKKODI | BELAGAVI | CHIKKODI | CHIKKODI | NIPPANI | NIPPANI RURAL
4305 | CHIKKODI_220KV | CHIKKODI_220KV | 130758263N | NIPPANI_110KV | BANK-3 | F14 | N | F14-VMKAS | LIFT IRRIGATION | BELAGAVI | CHIKKODI | BELAGAVI | CHIKKODI | CHIKKODI | NIPPANI | NIPPANI RURAL
4306 | CHIKKODI_220KV | CHIKKODI_220KV | 130758263O | NIPPANI_110KV | BANK-3 | F15 | O | F15-SHENDUR | AGRICULTURE | BELAGAVI | CHIKKODI | BELAGAVI | CHIKKODI | CHIKKODI | NIPPANI | NIPPANI RURAL
4308 | CHIKKODI_220KV | CHIKKODI_220KV | 130758263Q | NIPPANI_110KV | BANK-1 | F04 | Q | F04-APMC | URBAN NDHQ | BELAGAVI | CHIKKODI | BELAGAVI | CHIKKODI | CHIKKODI | NIPPANI | NIPPANI URBAN
4309 | CHIKKODI_220KV | CHIKKODI_220KV | 130758263R | NIPPANI_110KV | BANK-3 | F11 | R | F11-RAMPUR NJY | NJY | BELAGAVI | CHIKKODI | BELAGAVI | CHIKKODI | CHIKKODI | NIPPANI | KHADAKLAT
4310 | CHIKKODI_220KV | CHIKKODI_220KV | 130758263S | NIPPANI_110KV | BANK-3 | F13 | S | F13-PEERWADI IP | AGRICULTURE | BELAGAVI | CHIKKODI | BELAGAVI | CHIKKODI | CHIKKODI | NIPPANI | NIPPANI RURAL
4313 | INDI_220KV | ZALAKI_110KV | 181640264A | NIVARAGI_33KV | BANK-2 | F01 | A | F01-JACKWELL | WATER SUPPLY | VIJAYAPUR | INDI | BELAGAVI | VIJAYAPUR | INDI | CHADACHAN | NIVARAGI
4314 | INDI_220KV | ZALAKI_110KV | 181612264B | NIVARAGI_33KV | BANK-1 | F02 | B | F02-GOVINDPUR | AGRICULTURE | VIJAYAPUR | INDI | BELAGAVI | VIJAYAPUR | INDI | CHADACHAN | NIVARAGI
4315 | INDI_220KV | ZALAKI_110KV | 181612264C | NIVARAGI_33KV | BANK-1 | F03 | C | F03-UMARAJ | AGRICULTURE | VIJAYAPUR | INDI | BELAGAVI | VIJAYAPUR | INDI | CHADACHAN | NIVARAGI
4316 | INDI_220KV | ZALAKI_110KV | 181612264D | NIVARAGI_33KV | BANK-1 | F04 | D | F04-NIVARAGI | AGRICULTURE | VIJAYAPUR | INDI | BELAGAVI | VIJAYAPUR | INDI | CHADACHAN | NIVARAGI
4317 | INDI_220KV | ZALAKI_110KV | 181612264E | NIVARAGI_33KV | BANK-2 | F05 | E | F05-SANKH | AGRICULTURE | VIJAYAPUR | INDI | BELAGAVI | VIJAYAPUR | INDI | CHADACHAN | NIVARAGI
4318 | INDI_220KV | ZALAKI_110KV | 181612264F | NIVARAGI_33KV | BANK-2 | F07 | F | F07-REVATAGAON | AGRICULTURE | VIJAYAPUR | INDI | BELAGAVI | VIJAYAPUR | INDI | CHADACHAN | NIVARAGI
4319 | INDI_220KV | ZALAKI_110KV | 181612264G | NIVARAGI_33KV | BANK-3 | F10 | G | F10-DASUR | AGRICULTURE | VIJAYAPUR | INDI | BELAGAVI | VIJAYAPUR | INDI | CHADACHAN | NIVARAGI
4320 | INDI_220KV | ZALAKI_110KV | 181612264H | NIVARAGI_33KV | BANK-1 | F08 | H | F08-WATER SUPPLY | WATER SUPPLY | VIJAYAPUR | INDI | BELAGAVI | VIJAYAPUR | INDI | CHADACHAN | NIVARAGI
4321 | INDI_220KV | ZALAKI_110KV | 181612264I | NIVARAGI_33KV | BANK-1 | F09 | I | F09-NIVARAGI NJY | NJY | VIJAYAPUR | INDI | BELAGAVI | VIJAYAPUR | INDI | CHADACHAN | NIVARAGI
4322 | INDI_220KV | ZALAKI_110KV | 181612264J | NIVARAGI_33KV | BANK-2 | F06 | J | F06-LAYAVVADEVI IP | AGRICULTURE | VIJAYAPUR | INDI | BELAGAVI | VIJAYAPUR | INDI | CHADACHAN | NIVARAGI
4325 | SRS_HUBLI_220KV | SRS_HUBLI_220KV | 251423265A | P.H.COMPOUND_110KV | BANK-1 | F01 | A | F01-A-TRUNK | URBAN DHQ | DHARWAD | HUBBALLI | HUBBALLI | HUBBALLI | HUBBALLI URBAN | HUBBALLI CSD-2 | BANKAPUR CHOUK
4326 | SRS_HUBLI_220KV | SRS_HUBLI_220KV | 251423265B | P.H.COMPOUND_110KV | BANK-1 | F02 | B | F02-MANGALVAR PETH | URBAN DHQ | DHARWAD | HUBBALLI | HUBBALLI | HUBBALLI | HUBBALLI URBAN | HUBBALLI CSD-2 | BANKAPUR CHOUK
4327 | SRS_HUBLI_220KV | SRS_HUBLI_220KV | 251423265C | P.H.COMPOUND_110KV | BANK-1 | F03 | C | F03-JC NAGAR | URBAN DHQ | DHARWAD | HUBBALLI | HUBBALLI | HUBBALLI | HUBBALLI URBAN | HUBBALLI CSD-2 | MANTUR ROAD
4329 | SRS_HUBLI_220KV | SRS_HUBLI_220KV | 251423265E | P.H.COMPOUND_110KV | BANK-2 | F06 | E | F06-BUDDA VIHAR | URBAN DHQ | DHARWAD | HUBBALLI | HUBBALLI | HUBBALLI | HUBBALLI URBAN | HUBBALLI CSD-2 | MANTUR ROAD
4330 | SRS_HUBLI_220KV | SRS_HUBLI_220KV | 251423265F | P.H.COMPOUND_110KV | BANK-2 | F07 | F | F07-GANESH PETH | URBAN DHQ | DHARWAD | HUBBALLI | HUBBALLI | HUBBALLI | HUBBALLI URBAN | HUBBALLI CSD-2 | MANTUR ROAD
4331 | SRS_HUBLI_220KV | SRS_HUBLI_220KV | 251423265G | P.H.COMPOUND_110KV | BANK-2 | F08 | G | F08-MANTUR ROAD | URBAN DHQ | DHARWAD | HUBBALLI | HUBBALLI | HUBBALLI | HUBBALLI URBAN | HUBBALLI CSD-2 | MANTUR ROAD
4332 | SRS_HUBLI_220KV | SRS_HUBLI_220KV | 251423265H | P.H.COMPOUND_110KV | BANK-2 | F09 | H | F09-DURGAD BAIL | URBAN DHQ | DHARWAD | HUBBALLI | HUBBALLI | HUBBALLI | HUBBALLI URBAN | HUBBALLI CSD-2 | MANTUR ROAD
4340 | HAVERI_220KV | HANAGAL_110KV | 272354266A | PALA_33KV | BANK-1 | F01 | A | F01-NAVODAYA | RURAL | UTTAR KANNADA | MUNDGOD | HUBBALLI | SIRSI | SIRSI | MUNDGOD | MALAGI
4341 | HAVERI_220KV | HANAGAL_110KV | 272354266B | PALA_33KV | BANK-1 | F02 | B | F02-MALAGI | RURAL | UTTAR KANNADA | MUNDGOD | HUBBALLI | SIRSI | SIRSI | MUNDGOD | MALAGI
4342 | HAVERI_220KV | HANAGAL_110KV | 272354266G | PALA_33KV | BANK-1 | F03 | G | F03-BEDSAGAON | RURAL | UTTAR KANNADA | MUNDGOD | HUBBALLI | SIRSI | SIRSI | MUNDGOD | MALAGI
4343 | HAVERI_220KV | HANAGAL_110KV | 272354266C | PALA_33KV | BANK-2 | F04 | C | F04-PALA | RURAL | UTTAR KANNADA | MUNDGOD | HUBBALLI | SIRSI | SIRSI | MUNDGOD | MALAGI
4344 | HAVERI_220KV | HANAGAL_110KV | 272354266E | PALA_33KV | BANK-2 | F06 | E | F06-KATUR | RURAL | UTTAR KANNADA | MUNDGOD | HUBBALLI | SIRSI | SIRSI | MUNDGOD | MALAGI
4345 | HAVERI_220KV | HANAGAL_110KV | 272354266F | PALA_33KV | BANK-2 | F05 | F | F05-CHIPAGERI | RURAL | UTTAR KANNADA | MUNDGOD | HUBBALLI | SIRSI | SIRSI | MUNDGOD | MALAGI
4347 | GHATAPRABHA_220KV | GHATAPRABHA_220KV | 121129132A | PG_HUNASHYAL_110KV | BANK-1 | F01 | A | F01-JOKANATTI IP | AGRICULTURE | BELAGAVI | MUDALAGI | BELAGAVI | BELAGAVI | GHATAPRABHA | MUDALAGI | MUDALAGI-II
4348 | GHATAPRABHA_220KV | GHATAPRABHA_220KV | 121129132B | PG_HUNASHYAL_110KV | BANK-1 | F02 | B | F02-KALLOLLI IP | AGRICULTURE | BELAGAVI | MUDALAGI | BELAGAVI | BELAGAVI | GHATAPRABHA | GHATAPRABHA | KALLOLI
4349 | GHATAPRABHA_220KV | GHATAPRABHA_220KV | 121130132C | PG_HUNASHYAL_110KV | BANK-1 | F03 | C | F03-SATISH SUGARS NJY | NJY | BELAGAVI | GOKAK | BELAGAVI | BELAGAVI | GHATAPRABHA | GHATAPRABHA | KALLOLI
4350 | GHATAPRABHA_220KV | GHATAPRABHA_220KV | 121129132D | PG_HUNASHYAL_110KV | BANK-1 | F04 | D | F04-KALLOLI GARDEN | AGRICULTURE | BELAGAVI | MUDALAGI | BELAGAVI | BELAGAVI | GHATAPRABHA | GHATAPRABHA | KALLOLI
4351 | GHATAPRABHA_220KV | GHATAPRABHA_220KV | 121129132E | PG_HUNASHYAL_110KV | BANK-1 | F05 | E | F05-BEERAGOUDRA TOTA IP | AGRICULTURE | BELAGAVI | MUDALAGI | BELAGAVI | BELAGAVI | GHATAPRABHA | GHATAPRABHA | KALLOLI
4352 | GHATAPRABHA_220KV | GHATAPRABHA_220KV | 121130132F | PG_HUNASHYAL_110KV | BANK-1 | F06 | F | F06-HUNSHYAL P G | AGRICULTURE | BELAGAVI | GOKAK | BELAGAVI | BELAGAVI | GHATAPRABHA | GOKAK | LOLASUR
4353 | GHATAPRABHA_220KV | GHATAPRABHA_220KV | 121129132G | PG_HUNASHYAL_110KV | BANK-2 | F07 | G | F07-WADERAHATTI | AGRICULTURE | BELAGAVI | MUDALAGI | BELAGAVI | BELAGAVI | GHATAPRABHA | GHATAPRABHA | KALLOLI
4354 | GHATAPRABHA_220KV | GHATAPRABHA_220KV | 121129132H | PG_HUNASHYAL_110KV | BANK-2 | F08 | H | F08-UDAGATTI | AGRICULTURE | BELAGAVI | MUDALAGI | BELAGAVI | BELAGAVI | GHATAPRABHA | GHATAPRABHA | KALLOLI
4355 | GHATAPRABHA_220KV | GHATAPRABHA_220KV | 121129132I | PG_HUNASHYAL_110KV | BANK-2 | F09 | I | F09-PATAGUNDI NJY | NJY | BELAGAVI | MUDALAGI | BELAGAVI | BELAGAVI | GHATAPRABHA | GHATAPRABHA | MUDALAGI
4356 | GHATAPRABHA_220KV | GHATAPRABHA_220KV | 121130132J | PG_HUNASHYAL_110KV | BANK-2 | F10 | J | F10-BASALIGUNDI NJY | NJY | BELAGAVI | GOKAK | BELAGAVI | BELAGAVI | GHATAPRABHA | GOKAK | LOLASUR
4357 | GHATAPRABHA_220KV | GHATAPRABHA_220KV | 121130132K | PG_HUNASHYAL_110KV | BANK-2 | F11 | K | F11-BEERANAGADDI | AGRICULTURE | BELAGAVI | GOKAK | BELAGAVI | BELAGAVI | GHATAPRABHA | GOKAK | LOLASUR
4358 | GHATAPRABHA_220KV | GHATAPRABHA_220KV | 121130132L | PG_HUNASHYAL_110KV | BANK-2 | F12 | L | F12-BALOBAL | AGRICULTURE | BELAGAVI | GOKAK | BELAGAVI | BELAGAVI | GHATAPRABHA | GOKAK | LOLASUR
4359 | GHATAPRABHA_220KV | GHATAPRABHA_220KV | 121130132M | PG_HUNASHYAL_110KV | BANK-2 | F13 | M | F13-PG HUNASHYAL RIVER BED | AGRICULTURE | BELAGAVI | GOKAK | BELAGAVI | BELAGAVI | GHATAPRABHA | GOKAK | LOLASUR
4363 | ATHANI_220KV | ATHANI_220KV | 111759267A | RABAKAVI_110KV | BANK-1 | F01 | A | F01-RABAKAVI | URBAN NDHQ | BAGALKOT | JAMAKHANDI | BELAGAVI | BAGALKOT | JAMAKHANDI | RABAKAVI | RABAKAVI-TOWN
4364 | ATHANI_220KV | ATHANI_220KV | 111759267B | RABAKAVI_110KV | BANK-1 | F02 | B | F02-MADANAMATTI | AGRICULTURE | BAGALKOT | JAMAKHANDI | BELAGAVI | BAGALKOT | JAMAKHANDI | RABAKAVI | RABAKAVI-RURAL
4365 | ATHANI_220KV | ATHANI_220KV | 111759267C | RABAKAVI_110KV | BANK-1 | F03 | C | F03-HALANGALI IP | AGRICULTURE | BAGALKOT | JAMAKHANDI | BELAGAVI | BAGALKOT | JAMAKHANDI | RABAKAVI | RABAKAVI-RURAL
4366 | ATHANI_220KV | ATHANI_220KV | 111759267D | RABAKAVI_110KV | BANK-2 | F17 | D | F17-YARAGATTI IP1 | AGRICULTURE | BAGALKOT | JAMAKHANDI | BELAGAVI | BAGALKOT | JAMAKHANDI | RABAKAVI | RABAKAVI-RURAL
4367 | ATHANI_220KV | ATHANI_220KV | 111759267E | RABAKAVI_110KV | BANK-2 | F06 | E | F06-HANAGANDI IP1 | AGRICULTURE | BAGALKOT | JAMAKHANDI | BELAGAVI | BAGALKOT | JAMAKHANDI | RABAKAVI | RABAKAVI-RURAL
4368 | ATHANI_220KV | ATHANI_220KV | 111759267G | RABAKAVI_110KV | BANK-2 | F08 | G | F08-MADANAMATTI NJY | NJY | BAGALKOT | RABAKAVI-BANAHATTI | BELAGAVI | BAGALKOT | JAMAKHANDI | RABAKAVI | RABAKAVI-RURAL
4369 | ATHANI_220KV | ATHANI_220KV | 111759267H | RABAKAVI_110KV | BANK-2 | F05 | H | F05-HALINGALI NJY | NJY | BAGALKOT | JAMAKHANDI | BELAGAVI | BAGALKOT | JAMAKHANDI | RABAKAVI | RABAKAVI-RURAL
4370 | ATHANI_220KV | ATHANI_220KV | 111759267I | RABAKAVI_110KV | BANK-3 | F18 | I | F18-CHIMMADA KARYAL | AGRICULTURE | BAGALKOT | JAMAKHANDI | BELAGAVI | BAGALKOT | JAMAKHANDI | RABAKAVI | RABAKAVI-RURAL
4371 | ATHANI_220KV | ATHANI_220KV | 111759267J | RABAKAVI_110KV | BANK-3 | F19 | J | F19-HOSUR CHOLI | AGRICULTURE | BAGALKOT | JAMAKHANDI | BELAGAVI | BAGALKOT | JAMAKHANDI | RABAKAVI | RABAKAVI-RURAL
4372 | ATHANI_220KV | ATHANI_220KV | 111759267K | RABAKAVI_110KV | BANK-3 | F16 | K | F16-HOSUR MAGADUM | AGRICULTURE | BAGALKOT | JAMAKHANDI | BELAGAVI | BAGALKOT | JAMAKHANDI | RABAKAVI | RABAKAVI-RURAL
4373 | ATHANI_220KV | ATHANI_220KV | 111759267L | RABAKAVI_110KV | BANK-3 | F13 | L | F13-HOSUR LENDI | AGRICULTURE | BAGALKOT | JAMAKHANDI | BELAGAVI | BAGALKOT | JAMAKHANDI | RABAKAVI | RABAKAVI-RURAL
4374 | ATHANI_220KV | ATHANI_220KV | 111759267M | RABAKAVI_110KV | BANK-3 | F10 | M | F10-RAMAPUR | URBAN NDHQ | BAGALKOT | JAMAKHANDI | BELAGAVI | BAGALKOT | JAMAKHANDI | RABAKAVI | RABAKAVI-TOWN
4375 | ATHANI_220KV | ATHANI_220KV | 111759267N | RABAKAVI_110KV | BANK-2 | F07 | N | F07-HANAGANDI IP2 | AGRICULTURE | BAGALKOT | JAMAKHANDI | BELAGAVI | BAGALKOT | JAMAKHANDI | RABAKAVI | RABAKAVI-RURAL
4376 | ATHANI_220KV | ATHANI_220KV | 111759267O | RABAKAVI_110KV | BANK-2 | F04 | O | F04-YARAGATTI IP2 | AGRICULTURE | BAGALKOT | RABAKAVI-BANAHATTI | BELAGAVI | BAGALKOT | JAMAKHANDI | RABAKAVI | RABAKAVI-RURAL
4377 | ATHANI_220KV | ATHANI_220KV | 111759267P | RABAKAVI_110KV | BANK-3 | F14 | P | F14-ASHRAY COLONY | URBAN NDHQ | BAGALKOT | RABAKAVI-BANAHATTI | BELAGAVI | BAGALKOT | JAMAKHANDI | RABAKAVI | RABAKAVI-TOWN
4387 | MUGALKHOD (KABBUR)_220KV | MUGALKHOD (KABBUR)_220KV | 132060268B | RAIBAG_110KV | BANK-1 | F01 | B | F01-BHIRADI-1 | AGRICULTURE | BELAGAVI | RAIBAG | BELAGAVI | CHIKKODI | RAIBAG | RAIBAG | RAIBAG II/RAIBAG I
4388 | MUGALKHOD (KABBUR)_220KV | MUGALKHOD (KABBUR)_220KV | 132060268C | RAIBAG_110KV | BANK-1 | F10 | C | F10-MEKHALI-1 | AGRICULTURE | BELAGAVI | RAIBAG | BELAGAVI | CHIKKODI | RAIBAG | RAIBAG | RAIBAG I
4389 | MUGALKHOD (KABBUR)_220KV | MUGALKHOD (KABBUR)_220KV | 132060268D | RAIBAG_110KV | BANK-1 | F02 | D | F02-RAILWAY STN | AGRICULTURE | BELAGAVI | RAIBAG | BELAGAVI | CHIKKODI | RAIBAG | RAIBAG | RAIBAG II/RAIBAG I
4390 | MUGALKHOD (KABBUR)_220KV | MUGALKHOD (KABBUR)_220KV | 132060268E | RAIBAG_110KV | BANK-1 | F05 | E | F05-DEVANAKATTI | AGRICULTURE | BELAGAVI | RAIBAG | BELAGAVI | CHIKKODI | RAIBAG | RAIBAG | MANTUR/RAIBAG I
4391 | MUGALKHOD (KABBUR)_220KV | MUGALKHOD (KABBUR)_220KV | 132060268F | RAIBAG_110KV | BANK-2 | F04 | F | F04-RAIBAG TOWN | URBAN NDHQ | BELAGAVI | RAIBAG | BELAGAVI | CHIKKODI | RAIBAG | RAIBAG | RAIBAG I
4392 | MUGALKHOD (KABBUR)_220KV | MUGALKHOD (KABBUR)_220KV | 132060268I | RAIBAG_110KV | BANK-2 | F09 | I | F09-HANABARATTI | AGRICULTURE | BELAGAVI | RAIBAG | BELAGAVI | CHIKKODI | RAIBAG | RAIBAG | NANDIKURLI
4393 | MUGALKHOD (KABBUR)_220KV | MUGALKHOD (KABBUR)_220KV | 132060268X | RAIBAG_110KV | BANK-1 | F03 | X | F03-BAVACHI | AGRICULTURE | BELAGAVI | RAIBAG | BELAGAVI | CHIKKODI | RAIBAG | RAIBAG | RAIBAG I
4395 | MUGALKHOD (KABBUR)_220KV | MUGALKHOD (KABBUR)_220KV | 132060268K | RAIBAG_110KV | BANK-3 | F11 | K | F11-LAXMIGUDI | AGRICULTURE | BELAGAVI | RAIBAG | BELAGAVI | CHIKKODI | RAIBAG | RAIBAG | RAIBAG I
4396 | MUGALKHOD (KABBUR)_220KV | MUGALKHOD (KABBUR)_220KV | 132060268L | RAIBAG_110KV | BANK-3 | F12 | L | F12-JALALPUR | AGRICULTURE | BELAGAVI | RAIBAG | BELAGAVI | CHIKKODI | RAIBAG | RAIBAG | RAIBAG I
4397 | MUGALKHOD (KABBUR)_220KV | MUGALKHOD (KABBUR)_220KV | 132060268M | RAIBAG_110KV | BANK-3 | F13 | M | F13-RAIBAG GRAMEEN | AGRICULTURE | BELAGAVI | RAIBAG | BELAGAVI | CHIKKODI | RAIBAG | RAIBAG | RAIBAG I
4398 | MUGALKHOD (KABBUR)_220KV | MUGALKHOD (KABBUR)_220KV | 132060268O | RAIBAG_110KV | BANK-3 | F15 | O | F15-WATER SUPPLY AND BUDHIHAL NJY | NJY | BELAGAVI | RAIBAG | BELAGAVI | CHIKKODI | RAIBAG | RAIBAG | RAIBAG II/MANTUR/NANDIKURLI
4399 | MUGALKHOD (KABBUR)_220KV | MUGALKHOD (KABBUR)_220KV | 132060268P | RAIBAG_110KV | BANK-3 | F16 | P | F16-BHIRADI-2 | AGRICULTURE | BELAGAVI | RAIBAG | BELAGAVI | CHIKKODI | RAIBAG | RAIBAG | RAIBAG II
4400 | MUGALKHOD (KABBUR)_220KV | MUGALKHOD (KABBUR)_220KV | 132060268Q | RAIBAG_110KV | BANK-3 | F17 | Q | F17-CANAL | AGRICULTURE | BELAGAVI | RAIBAG | BELAGAVI | CHIKKODI | RAIBAG | RAIBAG | RAIBAG I
4401 | MUGALKHOD (KABBUR)_220KV | MUGALKHOD (KABBUR)_220KV | 132060268R | RAIBAG_110KV | BANK-4 | F18 | R | F18-HULYALKERI | AGRICULTURE | BELAGAVI | RAIBAG | BELAGAVI | CHIKKODI | RAIBAG | RAIBAG | NANDIKURLI/RAIBAG I
4402 | MUGALKHOD (KABBUR)_220KV | MUGALKHOD (KABBUR)_220KV | 132060268S | RAIBAG_110KV | BANK-4 | F19 | S | F19-SHAHUPARK-I | AGRICULTURE | BELAGAVI | RAIBAG | BELAGAVI | CHIKKODI | RAIBAG | RAIBAG | RAIBAG II
4403 | MUGALKHOD (KABBUR)_220KV | MUGALKHOD (KABBUR)_220KV | 132060268T | RAIBAG_110KV | BANK-4 | F20 | T | F20-JACKWELL | WATER SUPPLY | BELAGAVI | RAIBAG | BELAGAVI | CHIKKODI | RAIBAG | RAIBAG | RAIBAG I
4404 | MUGALKHOD (KABBUR)_220KV | MUGALKHOD (KABBUR)_220KV | 132060268U | RAIBAG_110KV | BANK-4 | F21 | U | F21-SHAHUPARK-II AND TAIBAI GUDI | AGRICULTURE+AGRICULTURE | BELAGAVI | RAIBAG | BELAGAVI | CHIKKODI | RAIBAG | RAIBAG | RAIBAG I/RAIBAG II
4405 | MUGALKHOD (KABBUR)_220KV | MUGALKHOD (KABBUR)_220KV | 132060268V | RAIBAG_110KV | BANK-4 | F22 | V | F22-BHIRADI RIVER BED | AGRICULTURE | BELAGAVI | RAIBAG | BELAGAVI | CHIKKODI | RAIBAG | RAIBAG | RAIBAG II
4406 | MUGALKHOD (KABBUR)_220KV | MUGALKHOD (KABBUR)_220KV | 132060268Z | RAIBAG_110KV | BANK-4 | F23 | Z | F23-CANAL-B | AGRICULTURE | BELAGAVI | RAIBAG | BELAGAVI | CHIKKODI | RAIBAG | RAIBAG | RAIBAG I
4407 | MUGALKHOD (KABBUR)_220KV | MUGALKHOD (KABBUR)_220KV | 132060268W | RAIBAG_110KV | BANK-3 | F14 | W | F14-SANTUBAI GUDI | AGRICULTURE | BELAGAVI | RAIBAG | BELAGAVI | CHIKKODI | RAIBAG | RAIBAG | RAIBAG I
4408 | MUGALKHOD (KABBUR)_220KV | MUGALKHOD (KABBUR)_220KV | 132060268H | RAIBAG_110KV | BANK-1 | F06 | H | F06-NAGARAL_RBG | AGRICULTURE | BELAGAVI | RAIBAG | BELAGAVI | CHIKKODI | RAIBAG | RAIBAG | RAIBAG II
4409 | MUGALKHOD (KABBUR)_220KV | MUGALKHOD (KABBUR)_220KV | 132060268AA | RAIBAG_110KV | BANK-2 | F07 | AA | F07-BIRADEVA NAGAR (BARAWADE THOT) | AGRICULTURE | BELAGAVI | RAIBAG | BELAGAVI | CHIKKODI | RAIBAG | RAIBAG | NANDIKURLI/RAIBAG I
4411 | SRS_HUBLI_220KV | SRS_HUBLI_220KV | 251347269J | RAMANKOPPA_110KV | BANK-1 | F01 | J | F01-RAMANKOPPA | INDUSTRIAL | DHARWAD | KUNDGOL | HUBBALLI | HUBBALLI | HUBBALLI RURAL | KUNDGOL | KUNDGOL
4412 | SRS_HUBLI_220KV | SRS_HUBLI_220KV | 251368269E | RAMANKOPPA_110KV | BANK-1 | F02 | E | F02-CHABBI NJY | NJY | DHARWAD | KUNDGOL | HUBBALLI | HUBBALLI | HUBBALLI RURAL | HUBBALLI RSD | NOOLVI
4413 | SRS_HUBLI_220KV | SRS_HUBLI_220KV | 251368269F | RAMANKOPPA_110KV | BANK-1 | F03 | F | F03-PALIKOPPA NJY | NJY | DHARWAD | KUNDGOL | HUBBALLI | HUBBALLI | HUBBALLI RURAL | HUBBALLI RSD | NOOLVI
4414 | SRS_HUBLI_220KV | SRS_HUBLI_220KV | 251368269A | RAMANKOPPA_110KV | BANK-1 | F04 | A | F04-ARALIKATTI IP | AGRICULTURE | DHARWAD | KUNDGOL | HUBBALLI | HUBBALLI | HUBBALLI RURAL | HUBBALLI RSD | NOOLVI
4415 | SRS_HUBLI_220KV | SRS_HUBLI_220KV | 250842269I | RAMANKOPPA_110KV | BANK-1 | F05 | I | F05-DYMAPUR NJY | NJY | DHARWAD | KALAGHATAGI | HUBBALLI | HUBBALLI | DHARWAD RURAL | KALAGHATAGI | TABAKADAHONNALLI
4416 | SRS_HUBLI_220KV | SRS_HUBLI_220KV | 250842269B | RAMANKOPPA_110KV | BANK-1 | F06 | B | F06-VARUR | AGRICULTURE | DHARWAD | KALAGHATAGI | HUBBALLI | HUBBALLI | DHARWAD RURAL | KALAGHATAGI | TABAKADAHONNALLI
4417 | SRS_HUBLI_220KV | SRS_HUBLI_220KV | 241273269C | RAMANKOPPA_110KV | BANK-1 | F07 | C | F07-MUTTALLI | AGRICULTURE | HAVERI | SHIGGAON | HUBBALLI | HAVERI | HAVERI | SHIGGAON | SHIGGOAN RURAL
4418 | SRS_HUBLI_220KV | SRS_HUBLI_220KV | 241273269G | RAMANKOPPA_110KV | BANK-2 | F08 | G | F08-TADAS NJY | NJY | HAVERI | SAVANUR | HUBBALLI | HAVERI | HAVERI | SHIGGAON | SHIGGON RURAL
4419 | SRS_HUBLI_220KV | SRS_HUBLI_220KV | 251368269K | RAMANKOPPA_110KV | BANK-2 | F11 | K | F11-INAMVEERAPUR EIP | AGRICULTURE | DHARWAD | HUBBALLI | HUBBALLI | HUBBALLI | HUBBALLI RURAL | HUBBALLI RSD | NOOLVI
4420 | SRS_HUBLI_220KV | SRS_HUBLI_220KV | 251347269L | RAMANKOPPA_110KV | BANK-2 | F12 | L | F12-MALALI EIP | AGRICULTURE | DHARWAD | KUNDGOL | HUBBALLI | HUBBALLI | HUBBALLI RURAL | KUNDGOL | KUNDGOL
4421 | SRS_HUBLI_220KV | SRS_HUBLI_220KV | 251347269D | RAMANKOPPA_110KV | BANK-2 | F13 | D | F13-RAMANKOPPA NJY | NJY | DHARWAD | KUNDGOL | HUBBALLI | HUBBALLI | HUBBALLI RURAL | KUNDGOL | KUNDGOL
4422 | SRS_HUBLI_220KV | SRS_HUBLI_220KV | 251368269M | RAMANKOPPA_110KV | BANK-2 | F14 | M | F14-RAKSHUM | INDUSTRIAL | DHARWAD | HUBBALLI | HUBBALLI | HUBBALLI | HUBBALLI RURAL | HUBBALLI RSD | NOOLVI
4424 | SAUNDATTI_220KV | SAUNDATTI_220KV | 122161270A | RAMDURG_110KV | BANK-1 | F01 | A | F01-SALAPUR | AGRICULTURE | BELAGAVI | RAMDURG | BELAGAVI | BELAGAVI | RAMDURG | RAMDURG | RURAL
4425 | SAUNDATTI_220KV | SAUNDATTI_220KV | 122161270B | RAMDURG_110KV | BANK-1 | F02 | B | F02-MUDENUR | AGRICULTURE | BELAGAVI | RAMDURG | BELAGAVI | BELAGAVI | RAMDURG | RAMDURG | BATAKURKI
4426 | SAUNDATTI_220KV | SAUNDATTI_220KV | 122161270C | RAMDURG_110KV | BANK-1 | F03 | C | F03-SUNNAL | AGRICULTURE | BELAGAVI | RAMDURG | BELAGAVI | BELAGAVI | RAMDURG | RAMDURG | RURAL
4427 | SAUNDATTI_220KV | SAUNDATTI_220KV | 122161270D | RAMDURG_110KV | BANK-1 | F04 | D | F04-GONAGANUR(A+B) | AGRICULTURE | BELAGAVI | RAMDURG | BELAGAVI | BELAGAVI | RAMDURG | RAMDURG | RURAL
4428 | SAUNDATTI_220KV | SAUNDATTI_220KV | 122161270E | RAMDURG_110KV | BANK-2 | F11 | E | F11-KOLACHI(A+B) | AGRICULTURE | BELAGAVI | RAMDURG | BELAGAVI | BELAGAVI | RAMDURG | RAMDURG | RURAL
4429 | SAUNDATTI_220KV | SAUNDATTI_220KV | 122161270F | RAMDURG_110KV | BANK-1 | F06 | F | F06-OBALAPUR NJY | NJY | BELAGAVI | BAILHONGAL | BELAGAVI | BELAGAVI | RAMDURG | RAMDURG | RURAL
4430 | SAUNDATTI_220KV | SAUNDATTI_220KV | 122161270G | RAMDURG_110KV | BANK-2 | F07 | G | F07-HALAGATTI PLOT | AGRICULTURE | BELAGAVI | RAMDURG | BELAGAVI | BELAGAVI | RAMDURG | RAMDURG | URBAN
4432 | SAUNDATTI_220KV | SAUNDATTI_220KV | 122161270H | RAMDURG_110KV | BANK-2 | F08 | H | F08-RANKALKOPPA | AGRICULTURE | BELAGAVI | RAMDURG | BELAGAVI | BELAGAVI | RAMDURG | RAMDURG | RURAL
4433 | SAUNDATTI_220KV | SAUNDATTI_220KV | 122161270I | RAMDURG_110KV | BANK-2 | F09 | I | F09-NEKARPETH | URBAN NDHQ | BELAGAVI | RAMDURG | BELAGAVI | BELAGAVI | RAMDURG | RAMDURG | URBAN
4434 | SAUNDATTI_220KV | SAUNDATTI_220KV | 122161270J | RAMDURG_110KV | BANK-2 | F10 | J | F10-RAMDURG | URBAN NDHQ | BELAGAVI | RAMDURG | BELAGAVI | BELAGAVI | RAMDURG | RAMDURG | URBAN
4435 | SAUNDATTI_220KV | SAUNDATTI_220KV | 122161270K | RAMDURG_110KV | BANK-1 | F12 | K | F12A-KHANAPET IP | AGRICULTURE | BELAGAVI | RAMDURG | BELAGAVI | BELAGAVI | RAMDURG | RAMDURG | RURAL
4437 | SAUNDATTI_220KV | SAUNDATTI_220KV | 122161270M | RAMDURG_110KV | BANK-1 | F13 | M | F13-CHILAMUR | AGRICULTURE | BELAGAVI | RAMDURG | BELAGAVI | BELAGAVI | RAMDURG | RAMDURG | RURAL
4442 | BAGALKOT_220KV | BAGALKOT_220KV | 110365271B | RAMPUR_110KV | BANK-1 | F02 | B | F02-DEVALAPUR | AGRICULTURE | BAGALKOT | BAGALKOT | BELAGAVI | BAGALKOT | BAGALKOT | BAGALKOT RSD | RAMPUR
4443 | BAGALKOT_220KV | BAGALKOT_220KV | 110365271C | RAMPUR_110KV | BANK-1 | F03 | C | F03-BENNUR IP | AGRICULTURE | BAGALKOT | BAGALKOT | BELAGAVI | BAGALKOT | BAGALKOT | BAGALKOT RSD | RAMPUR
4444 | BAGALKOT_220KV | BAGALKOT_220KV | 110365271D | RAMPUR_110KV | BANK-1 | F04 | D | F04-NAINEGALI NJY | NJY | BAGALKOT | BAGALKOT | BELAGAVI | BAGALKOT | BAGALKOT | BAGALKOT RSD | RAMPUR
4445 | BAGALKOT_220KV | BAGALKOT_220KV | 110365271E | RAMPUR_110KV | BANK-1 | F05 | E | F05-BASAVANAGAR NJY | NJY | BAGALKOT | BAGALKOT | BELAGAVI | BAGALKOT | BAGALKOT | BAGALKOT RSD | RAMPUR
4446 | BAGALKOT_220KV | BAGALKOT_220KV | 110365271F | RAMPUR_110KV | BANK-1 | F06 | F | F06-BEVUR | AGRICULTURE | BAGALKOT | BAGALKOT | BELAGAVI | BAGALKOT | BAGALKOT | BAGALKOT RSD | RAMPUR
4447 | BAGALKOT_220KV | BAGALKOT_220KV | 110365271G | RAMPUR_110KV | BANK-2 | F07 | G | F07-MANAHALLI IP | AGRICULTURE | BAGALKOT | BAGALKOT | BELAGAVI | BAGALKOT | BAGALKOT | BAGALKOT RSD | RAMPUR
4448 | BAGALKOT_220KV | BAGALKOT_220KV | 110365271H | RAMPUR_110KV | BANK-2 | F08 | H | F08-RAMPUR NJY | NJY | BAGALKOT | BAGALKOT | BELAGAVI | BAGALKOT | BAGALKOT | BAGALKOT RSD | RAMPUR
4449 | BAGALKOT_220KV | BAGALKOT_220KV | 110365271I | RAMPUR_110KV | BANK-2 | F09 | I | F09-SITIMANI NJY | NJY | BAGALKOT | BAGALKOT | BELAGAVI | BAGALKOT | BAGALKOT | BAGALKOT RSD | RAMPUR
4450 | BAGALKOT_220KV | BAGALKOT_220KV | 110365271M | RAMPUR_110KV | BANK-2 | F10 | M | F10-MASTIHAL | AGRICULTURE | BAGALKOT | BAGALKOT | BELAGAVI | BAGALKOT | BAGALKOT | BAGALKOT RSD | RAMPUR
4451 | BAGALKOT_220KV | BAGALKOT_220KV | 110365271K | RAMPUR_110KV | BANK-2 | F11 | K | F11-GULABAL | AGRICULTURE | BAGALKOT | BAGALKOT | BELAGAVI | BAGALKOT | BAGALKOT | BAGALKOT RSD | RAMPUR
4455 | RANEBENNUR_220KV | RANEBENNUR_220KV | 242262272A | RANEBENNUR_220KV | BANK-1 | F01 | A | F01-ADAVI ANJANEYA | URBAN NDHQ | HAVERI | RANEBENNUR | HUBBALLI | HAVERI | RANEBENNUR | RANEBENNUR-1 | TOWN-2
4456 | RANEBENNUR_220KV | RANEBENNUR_220KV | 242262272B | RANEBENNUR_220KV | BANK-1 | F12 | B | F12-FOREST IB NJY | NJY | HAVERI | RANEBENNUR | HUBBALLI | HAVERI | RANEBENNUR | RANEBENNUR-1 | RURAL-1
4457 | RANEBENNUR_220KV | RANEBENNUR_220KV | 242262272C | RANEBENNUR_220KV | BANK-1 | F05 | C | F05-GANGAJALTHANDA IP | AGRICULTURE | HAVERI | RANEBENNUR | HUBBALLI | HAVERI | RANEBENNUR | RANEBENNUR-1 | RURAL-1
4458 | RANEBENNUR_220KV | RANEBENNUR_220KV | 242262272D | RANEBENNUR_220KV | BANK-1 | F03 | D | F03-RAJESHWARI NAGAR | URBAN NDHQ | HAVERI | RANEBENNUR | HUBBALLI | HAVERI | RANEBENNUR | RANEBENNUR-1 | TOWN-2
4459 | RANEBENNUR_220KV | RANEBENNUR_220KV | 242262272E | RANEBENNUR_220KV | BANK-1 | F04 | E | F04-MRUTYUNJAY NAGAR | URBAN NDHQ | HAVERI | RANEBENNUR | HUBBALLI | HAVERI | RANEBENNUR | RANEBENNUR-1 | TOWN-2
4460 | RANEBENNUR_220KV | RANEBENNUR_220KV | 242262272F | RANEBENNUR_220KV | BANK-2 | F06 | F | F06-SIDDAROODARMATH | URBAN NDHQ | HAVERI | RANEBENNUR | HUBBALLI | HAVERI | RANEBENNUR | RANEBENNUR-1 | TOWN-2
4461 | RANEBENNUR_220KV | RANEBENNUR_220KV | 242262272G | RANEBENNUR_220KV | BANK-3 | F07 | G | F07-HALAGERI | AGRICULTURE | HAVERI | RANEBENNUR | HUBBALLI | HAVERI | RANEBENNUR | RANEBENNUR-2 | HALAGERI
4462 | RANEBENNUR_220KV | RANEBENNUR_220KV | 242263272I | RANEBENNUR_220KV | BANK-2 | F09 | I | F09-RELIANCE NJY | NJY | HAVERI | RANEBENNUR | HUBBALLI | HAVERI | RANEBENNUR | RANEBENNUR-2 | ITAGI
4463 | RANEBENNUR_220KV | RANEBENNUR_220KV | 242262272J | RANEBENNUR_220KV | BANK-2 | F10 | J | F10-ASUNDI | AGRICULTURE | HAVERI | RANEBENNUR | HUBBALLI | HAVERI | RANEBENNUR | RANEBENNUR-1 | RURAL-1
4464 | RANEBENNUR_220KV | RANEBENNUR_220KV | 242263272T | RANEBENNUR_220KV | BANK-3 | F11 | T | F11-MAGOD IP | AGRICULTURE | HAVERI | RANEBENNUR | HUBBALLI | HAVERI | RANEBENNUR | RANEBENNUR-2 | ITAGI
4465 | RANEBENNUR_220KV | RANEBENNUR_220KV | 242262272L | RANEBENNUR_220KV | BANK-1 | F02 | L | F02-MANVI COMPANY | URBAN NDHQ | HAVERI | RANEBENNUR | HUBBALLI | HAVERI | RANEBENNUR | RANEBENNUR-1 | TOWN-2
4466 | RANEBENNUR_220KV | RANEBENNUR_220KV | 242262272M | RANEBENNUR_220KV | BANK-3 | F13 | M | F13-KRISHI VIGNYAN KENDRA NJY AND ASUNDI NJY | NJY+NJY | HAVERI | RANEBENNUR | HUBBALLI | HAVERI | RANEBENNUR | RANEBENNUR-1 | RURAL-1
4467 | RANEBENNUR_220KV | RANEBENNUR_220KV | 242262272S | RANEBENNUR_220KV | BANK-2 | F08 | S | F08-YEREKUPPI NJY | NJY | HAVERI | RANEBENNUR | HUBBALLI | HAVERI | RANEBENNUR | RANEBENNUR-1 | RURAL-1
4468 | RANEBENNUR_220KV | RANEBENNUR_220KV | 242262272N | RANEBENNUR_220KV | BANK-3 | F16 | N | F16-VEERABHADRESHWARA NAGAR | URBAN NDHQ | HAVERI | RANEBENNUR | HUBBALLI | HAVERI | RANEBENNUR | RANEBENNUR-1 | TOWN-1
4469 | RANEBENNUR_220KV | RANEBENNUR_220KV | 242262272O | RANEBENNUR_220KV | BANK-3 | F15 | O | F15-SIDDESHWARA NAGAR | URBAN NDHQ | HAVERI | RANEBENNUR | HUBBALLI | HAVERI | RANEBENNUR | RANEBENNUR-1 | TOWN-1
4470 | RANEBENNUR_220KV | RANEBENNUR_220KV | 242262272P | RANEBENNUR_220KV | BANK-3 | F17 | P | F17-M.G.ROAD | URBAN NDHQ | HAVERI | RANEBENNUR | HUBBALLI | HAVERI | RANEBENNUR | RANEBENNUR-1 | TOWN-1
4471 | RANEBENNUR_220KV | RANEBENNUR_220KV | 242262272Q | RANEBENNUR_220KV | BANK-3 | F14 | Q | F14-KUNBEVU | AGRICULTURE | HAVERI | RANEBENNUR | HUBBALLI | HAVERI | RANEBENNUR | RANEBENNUR-1 | RURAL-1
4472 | RANEBENNUR_220KV | RANEBENNUR_220KV | 242262272U | RANEBENNUR_220KV | BANK-3 | F20 | U | F20-MEGA MARKET-2 | INDUSTRIAL | HAVERI | RANEBENNUR | HUBBALLI | HAVERI | RANEBENNUR | RANEBENNUR-1 | RURAL-1
4476 | MAHALINGAPUR_220KV | MAHALINGAPUR_220KV | 111750273A | RANNABELAGALI_110KV | BANK-1 | F19 | A | F19-SIDDAPUR | AGRICULTURE | BAGALKOT | MUDHOL | BELAGAVI | BAGALKOT | JAMAKHANDI | MAHALINGAPUR | RANNABELAGALI
4477 | MAHALINGAPUR_220KV | MAHALINGAPUR_220KV | 111750273B | RANNABELAGALI_110KV | BANK-1 | F21 | B | F21-ARENAD | AGRICULTURE | BAGALKOT | MUDHOL | BELAGAVI | BAGALKOT | JAMAKHANDI | MAHALINGAPUR | RANNABELAGALI
4478 | MAHALINGAPUR_220KV | MAHALINGAPUR_220KV | 111750273C | RANNABELAGALI_110KV | BANK-1 | F03 | C | F03-NAGARAL NJY | NJY | BAGALKOT | MUDHOL | BELAGAVI | BAGALKOT | JAMAKHANDI | MAHALINGAPUR | RANNABELAGALI
4479 | MAHALINGAPUR_220KV | MAHALINGAPUR_220KV | 111750273D | RANNABELAGALI_110KV | BANK-1 | F04 | D | F04-BELAGALI NJY | NJY | BAGALKOT | MUDHOL | BELAGAVI | BAGALKOT | JAMAKHANDI | MAHALINGAPUR | RANNABELAGALI
4480 | MAHALINGAPUR_220KV | MAHALINGAPUR_220KV | 111750273E | RANNABELAGALI_110KV | BANK-1 | F22 | E | F22-BELAGALI IP | AGRICULTURE | BAGALKOT | MUDHOL | BELAGAVI | BAGALKOT | JAMAKHANDI | MAHALINGAPUR | RANNABELAGALI
4481 | MAHALINGAPUR_220KV | MAHALINGAPUR_220KV | 111750273F | RANNABELAGALI_110KV | BANK-1 | F05 | F | F05-BELAGALI VILLAGE | AGRICULTURE | BAGALKOT | MUDHOL | BELAGAVI | BAGALKOT | JAMAKHANDI | MAHALINGAPUR | RANNABELAGALI
4482 | MAHALINGAPUR_220KV | MAHALINGAPUR_220KV | 111750273S | RANNABELAGALI_110KV | BANK-2 | F07 | S | F07-BHARAMANI IP | AGRICULTURE | BAGALKOT | MUDHOL | BELAGAVI | BAGALKOT | JAMAKHANDI | MAHALINGAPUR | RANNABELAGALI
4483 | MAHALINGAPUR_220KV | MAHALINGAPUR_220KV | 111750273H | RANNABELAGALI_110KV | BANK-2 | F10 | H | F10-AKKIMARADI | AGRICULTURE | BAGALKOT | MUDHOL | BELAGAVI | BAGALKOT | JAMAKHANDI | MAHALINGAPUR | RANNABELAGALI
4484 | MAHALINGAPUR_220KV | MAHALINGAPUR_220KV | 111750273I | RANNABELAGALI_110KV | BANK-2 | F08 | I | F08-AMOG SIDDA | AGRICULTURE | BAGALKOT | MUDHOL | BELAGAVI | BAGALKOT | JAMAKHANDI | MAHALINGAPUR | RANNABELAGALI
4485 | MAHALINGAPUR_220KV | MAHALINGAPUR_220KV | 111750273J | RANNABELAGALI_110KV | BANK-2 | F09 | J | F09-NAGARAL RIVER BED | AGRICULTURE | BAGALKOT | MUDHOL | BELAGAVI | BAGALKOT | JAMAKHANDI | MAHALINGAPUR | RANNABELAGALI
4486 | MAHALINGAPUR_220KV | MAHALINGAPUR_220KV | 111750273K | RANNABELAGALI_110KV | BANK-2 | F11 | K | F11-HIPPARAGI | AGRICULTURE | BAGALKOT | MUDHOL | BELAGAVI | BAGALKOT | JAMAKHANDI | MAHALINGAPUR | RANNABELAGALI
4487 | MAHALINGAPUR_220KV | MAHALINGAPUR_220KV | 111750273L | RANNABELAGALI_110KV | BANK-2 | F12 | L | F12-MUGULKOD OLD | AGRICULTURE | BAGALKOT | MUDHOL | BELAGAVI | BAGALKOT | MUDHOL | MUDHOL | MUGULAKHOD
4488 | MAHALINGAPUR_220KV | MAHALINGAPUR_220KV | 111741273T | RANNABELAGALI_110KV | BANK-3 | F24 | T | F24-MALINGRAYA | AGRICULTURE | BAGALKOT | MUDHOL | BELAGAVI | BAGALKOT | JAMAKHANDI | MAHALINGAPUR | RANNABELAGALI
4489 | MAHALINGAPUR_220KV | MAHALINGAPUR_220KV | 111750273O | RANNABELAGALI_110KV | BANK-3 | F15 | O | F15-BALAGAR IP | AGRICULTURE | BAGALKOT | MUDHOL | BELAGAVI | BAGALKOT | JAMAKHANDI | MAHALINGAPUR | RANNABELAGALI
4490 | MAHALINGAPUR_220KV | MAHALINGAPUR_220KV | 111750273P | RANNABELAGALI_110KV | BANK-3 | F16 | P | F16-HOSPET | AGRICULTURE | BAGALKOT | MUDHOL | BELAGAVI | BAGALKOT | JAMAKHANDI | MAHALINGAPUR | RANNABELAGALI
4491 | MAHALINGAPUR_220KV | MAHALINGAPUR_220KV | 111750273Q | RANNABELAGALI_110KV | BANK-3 | F17 | Q | F17-PARAMANAND IP | AGRICULTURE | BAGALKOT | MUDHOL | BELAGAVI | BAGALKOT | MUDHOL | MUDHOL | MUGULAKHOD
4492 | MAHALINGAPUR_220KV | MAHALINGAPUR_220KV | 111750273R | RANNABELAGALI_110KV | BANK-3 | F18 | R | F18-MUGULKOD NEW | AGRICULTURE | BAGALKOT | MUDHOL | BELAGAVI | BAGALKOT | MUDHOL | MUDHOL | MUGULAKHOD
4493 | MAHALINGAPUR_220KV | MAHALINGAPUR_220KV | 111750273U | RANNABELAGALI_110KV | BANK-4 | F20 | U | F20-MEGADI IP | AGRICULTURE | BAGALKOT | MUDHOL | BELAGAVI | BAGALKOT | JAMAKHANDI | MAHALINGAPUR | RANNABELAGALI
4494 | MAHALINGAPUR_220KV | MAHALINGAPUR_220KV | 111750273V | RANNABELAGALI_110KV | BANK-1 | F06 | V | F06-VEERABHADRESHWAR IP | AGRICULTURE | BAGALKOT | MUDHOL | BELAGAVI | BAGALKOT | JAMAKHANDI | MAHALINGAPUR | RANNABELAGALI
4495 | MAHALINGAPUR_220KV | MAHALINGAPUR_220KV | 111750273W | RANNABELAGALI_110KV | BANK-1 | F02 | W | F02-DIGAMBARESHWAR IP | AGRICULTURE | BAGALKOT | MUDHOL | BELAGAVI | BAGALKOT | JAMAKHANDI | MAHALINGAPUR | RANNABELAGALI
4496 | MAHALINGAPUR_220KV | MAHALINGAPUR_220KV | 111750273X | RANNABELAGALI_110KV | BANK-3 | F14 | X | F14-BASAVESWAR IP | AGRICULTURE | BAGALKOT | MUDHOL | BELAGAVI | BAGALKOT | MUDHOL | MUDHOL | MUGULAKHOD
4497 | MAHALINGAPUR_220KV | MAHALINGAPUR_220KV | 111750273Y | RANNABELAGALI_110KV | BANK-4 | F23 | Y | F23-KODIHALLA IP | AGRICULTURE | BAGALKOT | MUDHOL | BELAGAVI | BAGALKOT | JAMAKHANDI | MAHALINGAPUR | RANNABELAGALI
4498 | MAHALINGAPUR_220KV | MAHALINGAPUR_220KV | 111750273Z | RANNABELAGALI_110KV | BANK-1 | F01 | Z | F01- KERI LAXSHMI IP | AGRICULTURE | BAGALKOT | MUDHOL | BELAGAVI | BAGALKOT | JAMAKHANDI | MAHALINGAPUR | RANNABELAGALI
4502 | RANEBENNUR_220KV | RANEBENNUR_220KV | 242236274A | RATTIHALLI_110KV | BANK-2 | F10 | A | F10-MAVINATOPA NJY AND HIREMADAPUR NJY | NJY+NJY | HAVERI | RANEBENNUR | HUBBALLI | HAVERI | RANEBENNUR | RATTIHALLI | RATTIHALLI
4503 | RANEBENNUR_220KV | RANEBENNUR_220KV | 242236274B | RATTIHALLI_110KV | BANK-1 | F02 | B | F02-DODDAGUBBI | AGRICULTURE | HAVERI | HIREKERUR | HUBBALLI | HAVERI | RANEBENNUR | RATTIHALLI | RATTIHALLI
4504 | RANEBENNUR_220KV | RANEBENNUR_220KV | 242236274C | RATTIHALLI_110KV | BANK-1 | F03 | C | F03-RATTIHALLI | URBAN NDHQ | HAVERI | HIREKERUR | HUBBALLI | HAVERI | RANEBENNUR | RATTIHALLI | RATTIHALLI
4505 | RANEBENNUR_220KV | RANEBENNUR_220KV | 242236274D | RATTIHALLI_110KV | BANK-1 | F11 | D | F11-HIREMORAB | AGRICULTURE | HAVERI | HIREKERUR | HUBBALLI | HAVERI | RANEBENNUR | RATTIHALLI | RATTIHALLI
4506 | RANEBENNUR_220KV | RANEBENNUR_220KV | 242236274E | RATTIHALLI_110KV | BANK-2 | F05 | E | F05-SHIRAGUMBI | AGRICULTURE | HAVERI | HIREKERUR | HUBBALLI | HAVERI | RANEBENNUR | RATTIHALLI | RATTIHALLI
4507 | RANEBENNUR_220KV | RANEBENNUR_220KV | 242236274F | RATTIHALLI_110KV | BANK-1 | F06 | F | F06-MAKARI | AGRICULTURE | HAVERI | HIREKERUR | HUBBALLI | HAVERI | RANEBENNUR | RATTIHALLI | RATTIHALLI
4508 | RANEBENNUR_220KV | RANEBENNUR_220KV | 242236274G | RATTIHALLI_110KV | BANK-2 | F07 | G | F07-KANAVISIDDGERI | AGRICULTURE | HAVERI | HIREKERUR | HUBBALLI | HAVERI | RANEBENNUR | RATTIHALLI | RATTIHALLI
4509 | RANEBENNUR_220KV | RANEBENNUR_220KV | 242236274H | RATTIHALLI_110KV | BANK-2 | F08 | H | F08-HIREMORAB NJY | NJY | HAVERI | HIREKERUR | HUBBALLI | HAVERI | RANEBENNUR | RATTIHALLI | RATTIHALLI
4510 | RANEBENNUR_220KV | RANEBENNUR_220KV | 242236274I | RATTIHALLI_110KV | BANK-2 | F09 | I | F09-KADUR NJY | NJY | HAVERI | HIREKERUR | HUBBALLI | HAVERI | RANEBENNUR | RATTIHALLI | RATTIHALLI
4511 | RANEBENNUR_220KV | RANEBENNUR_220KV | 242236274J | RATTIHALLI_110KV | BANK-1 | F01 | J | F01-NESHVI | AGRICULTURE | HAVERI | HIREKERUR | HUBBALLI | HAVERI | RANEBENNUR | RATTIHALLI | RATTIHALLI
4512 | RANEBENNUR_220KV | RANEBENNUR_220KV | 242283274M | RATTIHALLI_110KV | BANK-1 | F13 | M | F13-CHIKKAYADACHI | AGRICULTURE | HAVERI | RATTIHALLI | HUBBALLI | HAVERI | RANEBENNUR | RATTIHALLI | RATTIHALLI
4513 | RANEBENNUR_220KV | RANEBENNUR_220KV | 242283274N | RATTIHALLI_110KV | BANK-1 | F14 | N | F14-MALAGI NJY | NJY | HAVERI | RATTIHALLI | HUBBALLI | HAVERI | RANEBENNUR | RATTIHALLI | RATTIHALLI
4514 | RANEBENNUR_220KV | RANEBENNUR_220KV | 242283274O | RATTIHALLI_110KV | BANK-1 | F15 | O | F15-SATTIGIHALLI | AGRICULTURE | HAVERI | RATTIHALLI | HUBBALLI | HAVERI | RANEBENNUR | RATTIHALLI | RATTIHALLI
4515 | RANEBENNUR_220KV | RANEBENNUR_220KV | 242283274P | RATTIHALLI_110KV | BANK-1 | F02 | P | F02-BADASANGAPURA | AGRICULTURE | HAVERI | RATTIHALLI | HUBBALLI | HAVERI | RANEBENNUR | RATTIHALLI | RATTIHALLI
4518 | NARENDRA_220KV | LAKKAMANAHALLI_110KV | 250914426A | RAYAPUR_33KV | BANK-1 | F01 | A | F01-MURALI INDUSTRIES | INDUSTRIAL | DHARWAD | DHARWAD | HUBBALLI | HUBBALLI | DHARWAD URBAN | DHARWAD CSD-1 | SO-3
4519 | NARENDRA_220KV | LAKKAMANAHALLI_110KV | 250914426B | RAYAPUR_33KV | BANK-1 | F02 | B | F02-DRUG CONTROLLER | INDUSTRIAL | DHARWAD | DHARWAD | HUBBALLI | HUBBALLI | DHARWAD URBAN | DHARWAD CSD-1 | SO-3
4520 | NARENDRA_220KV | LAKKAMANAHALLI_110KV | 250914426C | RAYAPUR_33KV | BANK-1 | F03 | C | F03-VIJAY KARNATAKA | INDUSTRIAL | DHARWAD | DHARWAD | HUBBALLI | HUBBALLI | DHARWAD URBAN | DHARWAD CSD-1 | SO-3
4521 | NARENDRA_220KV | LAKKAMANAHALLI_110KV | 250914426E | RAYAPUR_33KV | BANK-2 | F05 | E | F05-RTO | INDUSTRIAL | DHARWAD | DHARWAD | HUBBALLI | HUBBALLI | DHARWAD URBAN | DHARWAD CSD-1 | SO-3
4522 | NARENDRA_220KV | LAKKAMANAHALLI_110KV | 250914426F | RAYAPUR_33KV | BANK-2 | F06 | F | F06-AKSHAYAPATRA | URBAN DHQ | DHARWAD | DHARWAD | HUBBALLI | HUBBALLI | DHARWAD URBAN | DHARWAD CSD-1 | SO-3
4526 | BELAGAVI_220KV | UDYAMBAG_110KV | 120622275B | RM-I_33KV | BANK-2 | F06 | B | F06-UDYAMBAG-II | URBAN DHQ | BELAGAVI | BELAGAVI | BELAGAVI | BELAGAVI | BELAGAVI URBAN | BELAGAVI CSD-2 | SECTION NO 8
4527 | BELAGAVI_220KV | UDYAMBAG_110KV | 120622275C | RM-I_33KV | BANK-1 | F03 | C | F03-RPD | URBAN DHQ | BELAGAVI | BELAGAVI | BELAGAVI | BELAGAVI | BELAGAVI URBAN | BELAGAVI CSD-2 | SECTION NO 6
4529 | BELAGAVI_220KV | UDYAMBAG_110KV | 120622275E | RM-I_33KV | BANK-2 | F05 | E | F05-KLE | URBAN DHQ | BELAGAVI | BELAGAVI | BELAGAVI | BELAGAVI | BELAGAVI URBAN | BELAGAVI CSD-2 | SECTION NO 8
4530 | BELAGAVI_220KV | UDYAMBAG_110KV | 120622275F | RM-I_33KV | BANK-1 | F02 | F | F02-UDYAMBAG-I | URBAN DHQ | BELAGAVI | BELAGAVI | BELAGAVI | BELAGAVI | BELAGAVI URBAN | BELAGAVI CSD-2 | SECTION NO 8
4531 | BELAGAVI_220KV | UDYAMBAG_110KV | 120622275G | RM-I_33KV | BANK-3 | F07 | G | F07-MAJAGAON | URBAN DHQ | BELAGAVI | BELAGAVI | BELAGAVI | BELAGAVI | BELAGAVI URBAN | BELAGAVI CSD-2 | SECTION NO 8
4532 | BELAGAVI_220KV | UDYAMBAG_110KV | 120622275H | RM-I_33KV | BANK-3 | F08 | H | F08-HULIYAR | INDUSTRIAL | BELAGAVI | BELAGAVI | BELAGAVI | BELAGAVI | BELAGAVI URBAN | BELAGAVI CSD-2 | SECTION NO 8
4533 | BELAGAVI_220KV | UDYAMBAG_110KV | 120622275I | RM-I_33KV | BANK-3 | F09 | I | F09-PHADAKE | INDUSTRIAL | BELAGAVI | BELAGAVI | BELAGAVI | BELAGAVI | BELAGAVI URBAN | BELAGAVI CSD-2 | SECTION NO 8
4535 | BELAGAVI_220KV | NEHARUNAGAR(BELAGAVI)_110KV | 120622406A | RM-II GIS_33KV | BANK-1 | F01 | A | F01-TILAKWADI | URBAN DHQ | BELAGAVI | BELAGAVI | BELAGAVI | BELAGAVI | BELAGAVI URBAN | BELAGAVI CSD-2 | SECTION NO 7
4536 | BELAGAVI_220KV | NEHARUNAGAR(BELAGAVI)_110KV | 120622406B | RM-II GIS_33KV | BANK-1 | F02 | B | F02-HINDAWADI | URBAN DHQ | BELAGAVI | BELAGAVI | BELAGAVI | BELAGAVI | BELAGAVI URBAN | BELAGAVI CSD-2 | SECTION NO-6
4537 | BELAGAVI_220KV | NEHARUNAGAR(BELAGAVI)_110KV | 120622406C | RM-II GIS_33KV | BANK-1 | F03 | C | F03-JAKKERIHONDA | URBAN DHQ | BELAGAVI | BELAGAVI | BELAGAVI | BELAGAVI | BELAGAVI URBAN | BELAGAVI CSD-2 | SECTION NO-6
4538 | BELAGAVI_220KV | NEHARUNAGAR(BELAGAVI)_110KV | 120622406D | RM-II GIS_33KV | BANK-1 | F04 | D | F04-SWAMIVIVEKANAND NAGAR | URBAN DHQ | BELAGAVI | BELAGAVI | BELAGAVI | BELAGAVI | BELAGAVI URBAN | BELAGAVI CSD-2 | SECTION NO 7
4539 | BELAGAVI_220KV | NEHARUNAGAR(BELAGAVI)_110KV | 120620406E | RM-II GIS_33KV | BANK-2 | F05 | E | F05-PATIL GALLI | URBAN DHQ | BELAGAVI | BELAGAVI | BELAGAVI | BELAGAVI | BELAGAVI URBAN | BELAGAVI CSD-1 | SECTION NO 2
4540 | BELAGAVI_220KV | NEHARUNAGAR(BELAGAVI)_110KV | 120620406F | RM-II GIS_33KV | BANK-2 | F06 | F | F06-CITY | URBAN DHQ | BELAGAVI | BELAGAVI | BELAGAVI | BELAGAVI | BELAGAVI URBAN | BELAGAVI CSD-1 | SECTION NO 2
4541 | BELAGAVI_220KV | NEHARUNAGAR(BELAGAVI)_110KV | 120620406G | RM-II GIS_33KV | BANK-2 | F07 | G | F07-MES | URBAN DHQ | BELAGAVI | BELAGAVI | BELAGAVI | BELAGAVI | BELAGAVI URBAN | BELAGAVI CSD-1 | SECTION NO 2
4542 | BELAGAVI_220KV | NEHARUNAGAR(BELAGAVI)_110KV | 120620406H | RM-II GIS_33KV | BANK-2 | F08 | H | F08-CANTONMENT | URBAN DHQ | BELAGAVI | BELAGAVI | BELAGAVI | BELAGAVI | BELAGAVI URBAN | BELAGAVI CSD-1 | SECTION NO-2
4543 | BELAGAVI_220KV | NEHARUNAGAR(BELAGAVI)_110KV | 120620406I | RM-II GIS_33KV | BANK-3 | F09 | I | F09-MARUTI GALLI | URBAN DHQ | BELAGAVI | BELAGAVI | BELAGAVI | BELAGAVI | BELAGAVI URBAN | BELAGAVI CSD-1 | SECTION NO-2
4544 | BELAGAVI_220KV | NEHARUNAGAR(BELAGAVI)_110KV | 120622406J | RM-II GIS_33KV | BANK-3 | F10 | J | F10-NANAWADI | URBAN DHQ | BELAGAVI | BELAGAVI | BELAGAVI | BELAGAVI | BELAGAVI URBAN | BELAGAVI CSD-2 | SECTION NO 7
4545 | BELAGAVI_220KV | NEHARUNAGAR(BELAGAVI)_110KV | 120622406K | RM-II GIS_33KV | BANK-3 | F11 | K | F11-SHAHAPUR | URBAN DHQ | BELAGAVI | BELAGAVI | BELAGAVI | BELAGAVI | BELAGAVI URBAN | BELAGAVI CSD-2 | SECTION NO-5
4546 | BELAGAVI_220KV | NEHARUNAGAR(BELAGAVI)_110KV | 120622406L | RM-II GIS_33KV | BANK-3 | F12 | L | F12-KAPILESHWAR | URBAN DHQ | BELAGAVI | BELAGAVI | BELAGAVI | BELAGAVI | BELAGAVI URBAN | BELAGAVI CSD-2 | SECTION NO-5
4547 | INDI_220KV | INDI_220KV | 181640400A | RODAGI_110KV | BANK-1 | F01 | A | F01-LALASANGI | AGRICULTURE | VIJAYAPUR | INDI | BELAGAVI | VIJAYAPUR | INDI | INDI | INDI RURAL
4548 | INDI_220KV | INDI_220KV | 181640400B | RODAGI_110KV | BANK-1 | F02 | B | F02-SHIVPUR | AGRICULTURE | VIJAYAPUR | INDI | BELAGAVI | VIJAYAPUR | INDI | INDI | NAAD
4549 | INDI_220KV | INDI_220KV | 181640400C | RODAGI_110KV | BANK-1 | F03 | C | F03-RODAGI NJY | NJY | VIJAYAPUR | INDI | BELAGAVI | VIJAYAPUR | INDI | INDI | NAAD
4551 | INDI_220KV | INDI_220KV | 181640400E | RODAGI_110KV | BANK-1 | F05 | E | F05-MIRAGI | AGRICULTURE | VIJAYAPUR | INDI | BELAGAVI | VIJAYAPUR | INDI | INDI | NAAD
4552 | INDI_220KV | INDI_220KV | 181640400F | RODAGI_110KV | BANK-1 | F06 | F | F06-RODAGI | AGRICULTURE | VIJAYAPUR | INDI | BELAGAVI | VIJAYAPUR | INDI | INDI | NAAD
4553 | INDI_220KV | INDI_220KV | 181640400G | RODAGI_110KV | BANK-2 | F07 | G | F07-ALMEL VASTI IP | AGRICULTURE | VIJAYAPUR | INDI | BELAGAVI | VIJAYAPUR | INDI | INDI | NAAD
4554 | INDI_220KV | INDI_220KV | 181640400H | RODAGI_110KV | BANK-2 | F08 | H | F08-GOWDAR VASTI IP | AGRICULTURE | VIJAYAPUR | INDI | BELAGAVI | VIJAYAPUR | INDI | INDI | NAAD
4555 | INDI_220KV | INDI_220KV | 181640400L | RODAGI_110KV | BANK-2 | F12 | L | F12-SHEELAVANTI IP | AGRICULTURE | VIJAYAPUR | INDI | BELAGAVI | VIJAYAPUR | INDI | INDI | NAAD
4556 | INDI_220KV | INDI_220KV | 181640400I | RODAGI_110KV | BANK-2 | F09 | I | F09-GOLASAR IP | AGRICULTURE | VIJAYAPUR | INDI | BELAGAVI | VIJAYAPUR | INDI | INDI | ATHARGA
4561 | GADAG_220KV | GADAG_220KV | 252664277A | RON_110KV | BANK-1 | F01 | A | F01-SAVADI | AGRICULTURE | GADAG | RON | HUBBALLI | GADAG | RON | RON | BELAVANIKI
4562 | GADAG_220KV | GADAG_220KV | 252664277B | RON_110KV | BANK-1 | F02 | B | F02-BELAVANIKI | AGRICULTURE | GADAG | RON | HUBBALLI | GADAG | RON | RON | RON
4563 | GADAG_220KV | GADAG_220KV | 252664277C | RON_110KV | BANK-1 | F03 | C | F03-RON | URBAN NDHQ | GADAG | RON | HUBBALLI | GADAG | RON | RON | RON
4564 | GADAG_220KV | GADAG_220KV | 252664277D | RON_110KV | BANK-1 | F04 | D | F04-HULLUR | AGRICULTURE | GADAG | RON | HUBBALLI | GADAG | RON | RON | RON
4565 | GADAG_220KV | GADAG_220KV | 252664277F | RON_110KV | BANK-2 | F06 | F | F06-WATER SUPPLY RON | URBAN NDHQ | GADAG | RON | HUBBALLI | GADAG | RON | RON | RON
4566 | GADAG_220KV | GADAG_220KV | 252628277G | RON_110KV | BANK-2 | F07 | G | F07-BEVINAKATTI | AGRICULTURE | GADAG | RON | HUBBALLI | GADAG | RON | GAJENDRAGAD | SUDI
4567 | GADAG_220KV | GADAG_220KV | 252664277H | RON_110KV | BANK-2 | F08 | H | F08-JIGALUR | AGRICULTURE | GADAG | RON | HUBBALLI | GADAG | RON | RON | RON
4568 | GADAG_220KV | GADAG_220KV | 252664277I | RON_110KV | BANK-2 | F09 | I | F09-SOMANAKATTI NJY | NJY | GADAG | RON | HUBBALLI | GADAG | RON | RON | RON
4569 | GADAG_220KV | GADAG_220KV | 252664277K | RON_110KV | BANK-2 | F10 | K | F10-KRISHNAPUR | URBAN NDHQ | GADAG | RON | HUBBALLI | GADAG | RON | RON | RON
4570 | GADAG_220KV | GADAG_220KV | 252664277J | RON_110KV | BANK-2 | F11 | J | F11-IBPS | WATER SUPPLY | GADAG | RON | HUBBALLI | GADAG | RON | RON | RON
4573 | B.BAGEWADI_220KV | B.BAGEWADI_220KV | 180257411E | RONIHAL_110KV | BANK-1 | F01 | E | F01-RONIHAL IP NEW | AGRICULTURE | VIJAYAPUR | KOLHAR | BELAGAVI | VIJAYAPUR | B.BAGEWADI | NIDAGUNDI | KOLHAR
4574 | B.BAGEWADI_220KV | B.BAGEWADI_220KV | 180257411B | RONIHAL_110KV | BANK-1 | F03 | B | F03-MAHADEVAPPAN TEVAR | AGRICULTURE | VIJAYAPUR | KOLHAR | BELAGAVI | VIJAYAPUR | B.BAGEWADI | NIDAGUNDI | KOLHAR
4575 | B.BAGEWADI_220KV | B.BAGEWADI_220KV | 180257411C | RONIHAL_110KV | BANK-1 | F04 | C | F04-KUBAKADDI IP1 | AGRICULTURE | VIJAYAPUR | KOLHAR | BELAGAVI | VIJAYAPUR | B.BAGEWADI | NIDAGUNDI | KOLHAR
4576 | B.BAGEWADI_220KV | B.BAGEWADI_220KV | 180257411D | RONIHAL_110KV | BANK-1 | F05 | D | F05-KUBAKADDI IP2 | AGRICULTURE | VIJAYAPUR | KOLHAR | BELAGAVI | VIJAYAPUR | B.BAGEWADI | NIDAGUNDI | KOLHAR
4577 | B.BAGEWADI_220KV | B.BAGEWADI_220KV | 180257411Q | RONIHAL_110KV | BANK-1 | F06 | Q | F06-YAMAGAL MADDI | AGRICULTURE | VIJAYAPUR | KOLHAR | BELAGAVI | VIJAYAPUR | B.BAGEWADI | NIDAGUNDI | KOLHAR
4578 | B.BAGEWADI_220KV | B.BAGEWADI_220KV | 180257411F | RONIHAL_110KV | BANK-1 | F02 | F | F02-MUTTALADINNI | AGRICULTURE | VIJAYAPUR | KOLHAR | BELAGAVI | VIJAYAPUR | B.BAGEWADI | NIDAGUNDI | KOLHAR
4579 | B.BAGEWADI_220KV | B.BAGEWADI_220KV | 180257411I | RONIHAL_110KV | BANK-2 | F07 | I | F07-HALLADGENNUR IP1 | AGRICULTURE | VIJAYAPUR | KOLHAR | BELAGAVI | VIJAYAPUR | B.BAGEWADI | NIDAGUNDI | KOLHAR
4580 | B.BAGEWADI_220KV | B.BAGEWADI_220KV | 180257411J | RONIHAL_110KV | BANK-2 | F08 | J | F08-HALLADGENNUR IP2 | AGRICULTURE | VIJAYAPUR | KOLHAR | BELAGAVI | VIJAYAPUR | B.BAGEWADI | NIDAGUNDI | KOLHAR
4581 | B.BAGEWADI_220KV | B.BAGEWADI_220KV | 180257411L | RONIHAL_110KV | BANK-2 | F09 | L | F09-RONIHAL NJY | NJY | VIJAYAPUR | KOLHAR | BELAGAVI | VIJAYAPUR | B.BAGEWADI | NIDAGUNDI | KOLHAR
4582 | B.BAGEWADI_220KV | B.BAGEWADI_220KV | 180257411M | RONIHAL_110KV | BANK-2 | F10 | M | F10-KOLHAR NJY | NJY | VIJAYAPUR | KOLHAR | BELAGAVI | VIJAYAPUR | B.BAGEWADI | NIDAGUNDI | KOLHAR
4583 | B.BAGEWADI_220KV | B.BAGEWADI_220KV | 182405411P | RONIHAL_110KV | BANK-2 | F11 | P | F11-BASAVESHWAR | AGRICULTURE | VIJAYAPUR | BABALESHWAR | BELAGAVI | VIJAYAPUR | VIJAYAPUR | BABALESHWAR | MAMADAPUR
4584 | B.BAGEWADI_220KV | B.BAGEWADI_220KV | 182405411K | RONIHAL_110KV | BANK-2 | F12 | K | F12-DUDIHAL IP | AGRICULTURE | VIJAYAPUR | BABALESHWAR | BELAGAVI | VIJAYAPUR | VIJAYAPUR | BABALESHWAR | MAMADAPUR
4585 | B.BAGEWADI_220KV | B.BAGEWADI_220KV | 180257411N | RONIHAL_110KV | BANK-1 | F13 | N | F13-KIADB-1 | INDUSTRIAL | VIJAYAPUR | KOLHAR | BELAGAVI | VIJAYAPUR | B.BAGEWADI | NIDAGUNDI | KUDAGI
4586 | B.BAGEWADI_220KV | B.BAGEWADI_220KV | 180257411O | RONIHAL_110KV | BANK-2 | F14 | O | F14-KIADB-2 | INDUSTRIAL | VIJAYAPUR | KOLHAR | BELAGAVI | VIJAYAPUR | B.BAGEWADI | NIDAGUNDI | KUDAGI
4590 | CHIKKODI_220KV | CHIKKODI_220KV | 130770278A | SADALAGA_110KV | BANK-1 | F01 | A | F01-WADAGOL | AGRICULTURE | BELAGAVI | CHIKKODI | BELAGAVI | CHIKKODI | CHIKKODI | SADALAGA | SADALAGA
4591 | CHIKKODI_220KV | CHIKKODI_220KV | 130770278B | SADALAGA_110KV | BANK-3 | F13 | B | F13-MALIKWAD | AGRICULTURE | BELAGAVI | CHIKKODI | BELAGAVI | CHIKKODI | CHIKKODI | SADALAGA | SADALAGA
4592 | CHIKKODI_220KV | CHIKKODI_220KV | 130770278C | SADALAGA_110KV | BANK-1 | F03 | C | F03-NAGAZARI NJY | NJY | BELAGAVI | CHIKKODI | BELAGAVI | CHIKKODI | CHIKKODI | SADALAGA | SADALAGA
4593 | CHIKKODI_220KV | CHIKKODI_220KV | 130770278D | SADALAGA_110KV | BANK-1 | F04 | D | F04-NEJ | AGRICULTURE | BELAGAVI | CHIKKODI | BELAGAVI | CHIKKODI | CHIKKODI | SADALAGA | SADALAGA
4594 | CHIKKODI_220KV | CHIKKODI_220KV | 130770278E | SADALAGA_110KV | BANK-1 | F08 | E | F08-BEDAKIHAL | AGRICULTURE | BELAGAVI | CHIKKODI | BELAGAVI | CHIKKODI | CHIKKODI | SADALAGA | SADALAGA
4595 | CHIKKODI_220KV | CHIKKODI_220KV | 130770278G | SADALAGA_110KV | BANK-2 | F09 | G | F09-SHAMMEWADI | AGRICULTURE | BELAGAVI | CHIKKODI | BELAGAVI | CHIKKODI | CHIKKODI | SADALAGA | SADALAGA
4596 | CHIKKODI_220KV | CHIKKODI_220KV | 130770278H | SADALAGA_110KV | BANK-1 | F05 | H | F05-VENKTESHWAR | AGRICULTURE | BELAGAVI | CHIKKODI | BELAGAVI | CHIKKODI | CHIKKODI | SADALAGA | SADALAGA
4597 | CHIKKODI_220KV | CHIKKODI_220KV | 130770278I | SADALAGA_110KV | BANK-2 | F10 | I | F10-SADALAGA | URBAN NDHQ | BELAGAVI | CHIKKODI | BELAGAVI | CHIKKODI | CHIKKODI | SADALAGA | SADALAGA
4598 | CHIKKODI_220KV | CHIKKODI_220KV | 130770278N | SADALAGA_110KV | BANK-3 | F11 | N | F11-VEERBHADRA RIVER BED | AGRICULTURE | BELAGAVI | CHIKKODI | BELAGAVI | CHIKKODI | CHIKKODI | SADALAGA | SADALAGA
4599 | CHIKKODI_220KV | CHIKKODI_220KV | 130770278O | SADALAGA_110KV | BANK-3 | F12 | O | F12-LAXMI TEMPLE | AGRICULTURE | BELAGAVI | CHIKKODI | BELAGAVI | CHIKKODI | CHIKKODI | SADALAGA | SADALAGA
4601 | CHIKKODI_220KV | CHIKKODI_220KV | 130770278K | SADALAGA_110KV | BANK-3 | F14 | K | F14-KADASIDDESHWAR | AGRICULTURE | BELAGAVI | CHIKKODI | BELAGAVI | CHIKKODI | CHIKKODI | SADALAGA | SADALAGA
4609 | BELAGAVI_220KV | NEHARUNAGAR(BELAGAVI)_110KV | 120507279F | SADASHIVNAGAR_33KV | BANK-2 | F06 | F | F06-ALATAGA NJY | NJY | BELAGAVI | BELAGAVI | BELAGAVI | BELAGAVI | BELAGAVI RURAL | BELAGAVI RSD-1 | VAIBHAVNAGAR
4610 | BELAGAVI_220KV | NEHARUNAGAR(BELAGAVI)_110KV | 120507279G | SADASHIVNAGAR_33KV | BANK-2 | F07 | G | F07-KANGRALI IP | AGRICULTURE | BELAGAVI | BELAGAVI | BELAGAVI | BELAGAVI | BELAGAVI RURAL | BELAGAVI RSD-1 | VAIBHAVNAGAR
4611 | BELAGAVI_220KV | NEHARUNAGAR(BELAGAVI)_110KV | 120624279A | SADASHIVNAGAR_33KV | BANK-1 | F01 | A | F01-KUMARSWAMI LAYOUT | URBAN DHQ | BELAGAVI | BELAGAVI | BELAGAVI | BELAGAVI | BELAGAVI URBAN | BELAGAVI CSD-3 | SECTION NO-9
4612 | BELAGAVI_220KV | NEHARUNAGAR(BELAGAVI)_110KV | 120624279B | SADASHIVNAGAR_33KV | BANK-1 | F02 | B | F02-HANUMAN NAGAR | URBAN DHQ | BELAGAVI | BELAGAVI | BELAGAVI | BELAGAVI | BELAGAVI URBAN | BELAGAVI CSD-3 | SECTION NO-9
4613 | BELAGAVI_220KV | NEHARUNAGAR(BELAGAVI)_110KV | 120624279C | SADASHIVNAGAR_33KV | BANK-1 | F03 | C | F03-SAHAYADRI NAGAR | URBAN DHQ | BELAGAVI | BELAGAVI | BELAGAVI | BELAGAVI | BELAGAVI URBAN | BELAGAVI CSD-3 | SECTION NO-9
4614 | BELAGAVI_220KV | NEHARUNAGAR(BELAGAVI)_110KV | 120507279I | SADASHIVNAGAR_33KV | BANK-1 | F04 | I | F04-MASTI NAGAR NJY | NJY | BELAGAVI | BELAGAVI | BELAGAVI | BELAGAVI | BELAGAVI RURAL | BELAGAVI RSD-1 | VAIBHAVNAGAR
4616 | MAHALINGAPUR_220KV | MAHALINGAPUR_220KV | 132034280A | SAIDAPUR_110KV | BANK-2 | F12 | A | F12-KAPPALAGUDDI (AMBI THOT) | AGRICULTURE | BELAGAVI | RAIBAG | BELAGAVI | CHIKKODI | RAIBAG | HARUGERI/MUDALAGI | MUGALAKHOD/HALLUR
4617 | MAHALINGAPUR_220KV | MAHALINGAPUR_220KV | 132034280E | SAIDAPUR_110KV | BANK-1 | F05 | E | F05-HANDIGUND (CHINCHALI THOT) | AGRICULTURE | BELAGAVI | RAIBAG | BELAGAVI | CHIKKODI | RAIBAG | HARUGERI | MUGALAKHOD
4618 | MAHALINGAPUR_220KV | MAHALINGAPUR_220KV | 111750280B | SAIDAPUR_110KV | BANK-2 | F08 | B | F08-SAIDAPUR NEW | AGRICULTURE | BAGALKOT | MUDHOL | BELAGAVI | BAGALKOT | JAMAKHANDI | MAHALINGAPUR | MAHALINGAPUR RURAL
4619 | MAHALINGAPUR_220KV | MAHALINGAPUR_220KV | 111750280C | SAIDAPUR_110KV | BANK-1 | F03 | C | F03-SAIDAPUR CROSS | AGRICULTURE | BAGALKOT | MUDHOL | BELAGAVI | BAGALKOT | JAMAKHANDI | MAHALINGAPUR | MAHALINGAPUR RURAL
4620 | MAHALINGAPUR_220KV | MAHALINGAPUR_220KV | 111750280D | SAIDAPUR_110KV | BANK-1 | F13 | D | F13-AJAD NAGAR NJY | NJY | BAGALKOT | MUDHOL | BELAGAVI | BAGALKOT | JAMAKHANDI | MAHALINGAPUR | MAHALINGAPUR RURAL
4621 | MAHALINGAPUR_220KV | MAHALINGAPUR_220KV | 111750280F | SAIDAPUR_110KV | BANK-2 | F09 | F | F09-MARAPUR | AGRICULTURE | BAGALKOT | MUDHOL | BELAGAVI | BAGALKOT | JAMAKHANDI | MAHALINGAPUR | MAHALINGAPUR RURAL
4624 | MAHALINGAPUR_220KV | MAHALINGAPUR_220KV | 111750280O | SAIDAPUR_110KV | BANK-2 | F11 | O | F11-SADASHIV IP | AGRICULTURE | BAGALKOT | RABAKAVI-BANAHATTI | BELAGAVI | BAGALKOT | JAMAKHANDI | MAHALINGAPUR | MAHALINGAPUR RURAL
4625 | MAHALINGAPUR_220KV | MAHALINGAPUR_220KV | 111750280G | SAIDAPUR_110KV | BANK-1 | F02 | G | F02-SAIDAPUR OLD | AGRICULTURE | BAGALKOT | JAMAKHANDI | BELAGAVI | BAGALKOT | JAMAKHANDI | MAHALINGAPUR | MAHALINGAPUR RURAL
4626 | MAHALINGAPUR_220KV | MAHALINGAPUR_220KV | 111750280H | SAIDAPUR_110KV | BANK-2 | F06 | H | F06-KOUJALGI IP | AGRICULTURE | BAGALKOT | MUDHOL | BELAGAVI | BAGALKOT | JAMAKHANDI | MAHALINGAPUR | MAHALINGAPUR RURAL
4627 | MAHALINGAPUR_220KV | MAHALINGAPUR_220KV | 111750280M | SAIDAPUR_110KV | BANK-1 | F04 | M | F04-MADABHAVI NJY | NJY | BAGALKOT | JAMAKHANDI | BELAGAVI | BAGALKOT | JAMAKHANDI | MAHALINGAPUR | MAHALINGAPUR RURAL
4628 | MAHALINGAPUR_220KV | MAHALINGAPUR_220KV | 111750280N | SAIDAPUR_110KV | BANK-1 | F01 | N | F01-MADABHANVI IP | AGRICULTURE | BAGALKOT | RABAKAVI-BANAHATTI | BELAGAVI | BAGALKOT | JAMAKHANDI | MAHALINGAPUR | MAHALINGAPUR RURAL
4632 | BAGALKOT_220KV | BAGALKOT_220KV | 122161281A | SALAHALLI_110KV | BANK-3 | F16 | A | F16-PANCHGANV | AGRICULTURE | BELAGAVI | RAMDURG | BELAGAVI | BELAGAVI | RAMDURG | RAMDURG | SALAHALLI
4633 | BAGALKOT_220KV | BAGALKOT_220KV | 122161281B | SALAHALLI_110KV | BANK-1 | F03 | B | F03-BUDNI | AGRICULTURE | BELAGAVI | RAMDURG | BELAGAVI | BELAGAVI | RAMDURG | RAMDURG | SALAHALLI
4634 | BAGALKOT_220KV | BAGALKOT_220KV | 122161281D | SALAHALLI_110KV | BANK-1 | F04 | D | F04-UDAPUDI | AGRICULTURE | BELAGAVI | RAMDURG | BELAGAVI | BELAGAVI | RAMDURG | RAMDURG | SALAHALLI
4635 | BAGALKOT_220KV | BAGALKOT_220KV | 122161281E | SALAHALLI_110KV | BANK-1 | F05 | E | F05-BANNUR | AGRICULTURE | BELAGAVI | RAMDURG | BELAGAVI | BELAGAVI | RAMDURG | RAMDURG | SALAHALLI
4636 | BAGALKOT_220KV | BAGALKOT_220KV | 122161281F | SALAHALLI_110KV | BANK-1 | F06 | F | F06-HOSAKOTI NJY | NJY | BELAGAVI | RAMDURG | BELAGAVI | BELAGAVI | RAMDURG | RAMDURG | SALAHALLI
4637 | BAGALKOT_220KV | BAGALKOT_220KV | 122161281H | SALAHALLI_110KV | BANK-2 | F08 | H | F08-GODACHI | AGRICULTURE | BELAGAVI | RAMDURG | BELAGAVI | BELAGAVI | RAMDURG | RAMDURG | SALAHALLI
4638 | BAGALKOT_220KV | BAGALKOT_220KV | 122161281I | SALAHALLI_110KV | BANK-2 | F09 | I | F09-CHIPPALKATTI | AGRICULTURE | BELAGAVI | RAMDURG | BELAGAVI | BELAGAVI | RAMDURG | RAMDURG | SALAHALLI
4639 | BAGALKOT_220KV | BAGALKOT_220KV | 122161281J | SALAHALLI_110KV | BANK-2 | F10 | J | F10-SALAHALLI NJY | NJY | BELAGAVI | RAMDURG | BELAGAVI | BELAGAVI | RAMDURG | RAMDURG | SALAHALLI
4640 | BAGALKOT_220KV | BAGALKOT_220KV | 122161281K | SALAHALLI_110KV | BANK-2 | F11 | K | F11-BIJAGUPPI | AGRICULTURE | BELAGAVI | RAMDURG | BELAGAVI | BELAGAVI | RAMDURG | RAMDURG | SALAHALLI
4641 | BAGALKOT_220KV | BAGALKOT_220KV | 122161281L | SALAHALLI_110KV | BANK-2 | F12 | L | F12-TONDIKATTI | AGRICULTURE | BELAGAVI | RAMDURG | BELAGAVI | BELAGAVI | RAMDURG | RAMDURG | SALAHALLI
4642 | BAGALKOT_220KV | BAGALKOT_220KV | 122161281O | SALAHALLI_110KV | BANK-3 | F13 | O | F13-NARASAPUR | AGRICULTURE | BELAGAVI | RAMDURG | BELAGAVI | BELAGAVI | RAMDURG | RAMDURG | SALAHALLI
4643 | BAGALKOT_220KV | BAGALKOT_220KV | 122161281P | SALAHALLI_110KV | BANK-3 | F14 | P | F14-KULLUR | AGRICULTURE | BELAGAVI | RAMDURG | BELAGAVI | BELAGAVI | RAMDURG | RAMDURG | SALAHALLI
4644 | BAGALKOT_220KV | BAGALKOT_220KV | 122161281N | SALAHALLI_110KV | BANK-3 | F15 | N | F15-DALMIA | AGRICULTURE | BELAGAVI | RAMDURG | BELAGAVI | BELAGAVI | RAMDURG | RAMDURG | SALAHALLI
4645 | BAGALKOT_220KV | BAGALKOT_220KV | 122161281Q | SALAHALLI_110KV | BANK-1 | F01 | Q | F01-BIDAKI NJY | NJY | BELAGAVI | RAMDURG | BELAGAVI | BELAGAVI | RAMDURG | RAMDURG | SALAHALLI
4646 | BAGALKOT_220KV | BAGALKOT_220KV | 122161281U | SALAHALLI_110KV | BANK-1 | F02 | U | F02-DADIBANVI IP | AGRICULTURE | BELAGAVI | RAMDURG | BELAGAVI | BELAGAVI | RAMDURG | RAMDURG | BATAKURKI
4647 | BAGALKOT_220KV | BAGALKOT_220KV | 122161281R | SALAHALLI_110KV | BANK-2 | F07 | R | F07-BASVESHWARNAGAR | AGRICULTURE | BELAGAVI | RAMDURG | BELAGAVI | BELAGAVI | RAMDURG | RAMDURG | SALAHALLI
4648 | BAGALKOT_220KV | BAGALKOT_220KV | 122161281S | SALAHALLI_110KV | BANK-3 | F17 | S | F17-RAMESHWAR | AGRICULTURE | BELAGAVI | RAMDURG | BELAGAVI | BELAGAVI | RAMDURG | RAMDURG | SALAHALLI
4654 | GADAG_220KV | GADAG_220KV | 251017282A | SAMBHAPURROAD_110KV | BANK-1 | F01 | A | F01-VIVEKANAND NAGAR | URBAN DHQ | GADAG | GADAG | HUBBALLI | GADAG | GADAG | GADAG CSD | MASARI-II
4655 | GADAG_220KV | GADAG_220KV | 251017282B | SAMBHAPURROAD_110KV | BANK-1 | F02 | B | F02-NEW BUS STAND | URBAN DHQ | GADAG | GADAG | HUBBALLI | GADAG | GADAG | GADAG CSD | MASARI-II
4656 | GADAG_220KV | GADAG_220KV | 251017282C | SAMBHAPURROAD_110KV | BANK-1 | F03 | C | F03-PANCHAKSHARI NAGAR | URBAN DHQ | GADAG | GADAG | HUBBALLI | GADAG | GADAG | GADAG CSD | MASARI-II
4657 | GADAG_220KV | GADAG_220KV | 251017282D | SAMBHAPURROAD_110KV | BANK-1 | F04 | D | F04-RAJIV GANDHI NAGAR | URBAN DHQ | GADAG | GADAG | HUBBALLI | GADAG | GADAG | GADAG CSD | MASARI-II
4658 | GADAG_220KV | GADAG_220KV | 251017282E | SAMBHAPURROAD_110KV | BANK-1 | F05 | E | F05-KHB1 | URBAN DHQ | GADAG | GADAG | HUBBALLI | GADAG | GADAG | GADAG CSD | MASARI-II
4659 | GADAG_220KV | GADAG_220KV | 251017282F | SAMBHAPURROAD_110KV | BANK-1 | F06 | F | F06-KARANTH | URBAN DHQ | GADAG | GADAG | HUBBALLI | GADAG | GADAG | GADAG CSD | MASARI-II
4660 | GADAG_220KV | GADAG_220KV | 251067282G | SAMBHAPURROAD_110KV | BANK-2 | F07 | G | F07-HATALAGERI IP | AGRICULTURE | GADAG | GADAG | HUBBALLI | GADAG | GADAG | GADAG RSD | LAKKUNDI
4661 | GADAG_220KV | GADAG_220KV | 251067282H | SAMBHAPURROAD_110KV | BANK-2 | F08 | H | F08-HATALAGERI NJY | NJY | GADAG | GADAG | HUBBALLI | GADAG | GADAG | GADAG RSD | LAKKUNDI
4662 | GADAG_220KV | GADAG_220KV | 291067282J | SAMBHAPURROAD_110KV | BANK-2 | F10 | J | F10-KNNL SAMBHAPUR | LIFT IRRIGATION | GADAG | GADAG | HUBBALLI | GADAG | GADAG | GADAG RSD | LAKKUNDI
4663 | GADAG_220KV | GADAG_220KV | 291067282K | SAMBHAPURROAD_110KV | BANK-2 | F11 | K | F11-KNNL PAPANASHI | LIFT IRRIGATION | GADAG | GADAG | HUBBALLI | GADAG | GADAG | GADAG RSD | LAKKUNDI
4667 | M.K. HUBLI_220KV | BAILHONGAL_110KV | 120406283A | SAMPAGAON_33KV | BANK-1 | F01 | A | F01-CHIKKA BHAGEWADI IP | AGRICULTURE | BELAGAVI | BAILHONGAL | BELAGAVI | BELAGAVI | BAILHONGAL | BAILHONGAL | SAMPAGAON
4668 | M.K. HUBLI_220KV | BAILHONGAL_110KV | 120406283B | SAMPAGAON_33KV | BANK-1 | F02 | B | F02-SAMPAGOAN NJY | NJY | BELAGAVI | BAILHONGAL | BELAGAVI | BELAGAVI | BAILHONGAL | BAILHONGAL | SAMPAGAON
4669 | M.K. HUBLI_220KV | BAILHONGAL_110KV | 120406283C | SAMPAGAON_33KV | BANK-1 | F03 | C | F03-NAVALGATTI IP | AGRICULTURE | BELAGAVI | BAILHONGAL | BELAGAVI | BELAGAVI | BAILHONGAL | BAILHONGAL | SAMPAGAON
4670 | M.K. HUBLI_220KV | BAILHONGAL_110KV | 120406283D | SAMPAGAON_33KV | BANK-2 | F04 | D | F04-TIGADI NJY | NJY | BELAGAVI | BAILHONGAL | BELAGAVI | BELAGAVI | BAILHONGAL | BAILHONGAL | SAMPAGAON
4671 | M.K. HUBLI_220KV | BAILHONGAL_110KV | 120406283E | SAMPAGAON_33KV | BANK-2 | F05 | E | F05-BAVIHAL IP | AGRICULTURE | BELAGAVI | BAILHONGAL | BELAGAVI | BELAGAVI | BAILHONGAL | BAILHONGAL | SAMPAGAON
4672 | M.K. HUBLI_220KV | BAILHONGAL_110KV | 120406283F | SAMPAGAON_33KV | BANK-2 | F06 | F | F06-SANIKOPPA IP | AGRICULTURE | BELAGAVI | BAILHONGAL | BELAGAVI | BELAGAVI | BAILHONGAL | BAILHONGAL | SAMPAGAON
4676 | NARENDRA_220KV | KITTUR_110KV | 120406284A | SANGOLLI_33KV | BANK-1 | F01 | A | F01-HOLENAGALAPUR NJY | NJY | BELAGAVI | BAILHONGAL | BELAGAVI | BELAGAVI | BAILHONGAL | BAILHONGAL | BELAWADI
4677 | NARENDRA_220KV | KITTUR_110KV | 120445284B | SANGOLLI_33KV | BANK-1 | F02 | B | F02-KULAMNATTI IP | AGRICULTURE | BELAGAVI | BAILHONGAL | BELAGAVI | BELAGAVI | BAILHONGAL | KITTUR | KITTUR
4678 | NARENDRA_220KV | KITTUR_110KV | 120406284C | SANGOLLI_33KV | BANK-1 | F03 | C | F03-KADATNAL IP | AGRICULTURE | BELAGAVI | BAILHONGAL | BELAGAVI | BELAGAVI | BAILHONGAL | BAILHONGAL | BELAWADI
4679 | NARENDRA_220KV | KITTUR_110KV | 120406284D | SANGOLLI_33KV | BANK-2 | F04 | D | F04-GUDADUR IP | AGRICULTURE | BELAGAVI | BAILHONGAL | BELAGAVI | BELAGAVI | BAILHONGAL | BAILHONGAL | BELAWADI
4680 | NARENDRA_220KV | KITTUR_110KV | 120406284E | SANGOLLI_33KV | BANK-2 | F05 | E | F05-SANGOLLI NJY | NJY | BELAGAVI | BAILHONGAL | BELAGAVI | BELAGAVI | BAILHONGAL | BAILHONGAL | BELAWADI
4681 | NARENDRA_220KV | KITTUR_110KV | 120406284F | SANGOLLI_33KV | BANK-2 | F05 | F | F06-MALAKINKOPPA WS | WATER SUPPLY | BELAGAVI | BAILHONGAL | BELAGAVI | BELAGAVI | BAILHONGAL | BAILHONGAL | BELAWADI
4682 | NARENDRA_220KV | KITTUR_110KV | 120406284G | SANGOLLI_33KV | BANK-1 | F05 | G | F07-GARJUR IP | AGRICULTURE | BELAGAVI | BAILHONGAL | BELAGAVI | BELAGAVI | BAILHONGAL | BAILHONGAL | BELAWADI
4683 | NARENDRA_220KV | KITTUR_110KV | 120406284H | SANGOLLI_33KV | BANK-2 | F08 | H | F08-SAINIK SCHOOL NJY | NJY | BELAGAVI | BAILHONGAL | BELAGAVI | BELAGAVI | BAILHONGAL | BAILHONGAL | BELAWADI
4686 | ATHANI_220KV | ATHANI_110KV | 130103286A | SANKONATTI_33KV | BANK-1 | F01 | A | F01-HULAGABALI | AGRICULTURE | BELAGAVI | ATHANI | BELAGAVI | CHIKKODI | ATHANI | ATHANI | DARUR
4687 | ATHANI_220KV | ATHANI_110KV | 130103286B | SANKONATTI_33KV | BANK-1 | F03 | B | F03-SANKONATTI | AGRICULTURE | BELAGAVI | ATHANI | BELAGAVI | CHIKKODI | ATHANI | ATHANI | DARUR
4688 | ATHANI_220KV | ATHANI_110KV | 130103286C | SANKONATTI_33KV | BANK-2 | F05 | C | F05-KUDARI TOTA | AGRICULTURE | BELAGAVI | ATHANI | BELAGAVI | CHIKKODI | ATHANI | ATHANI | DARUR
4689 | ATHANI_220KV | ATHANI_110KV | 130103286D | SANKONATTI_33KV | BANK-2 | F04 | D | F04-RAMAWADI | AGRICULTURE | BELAGAVI | ATHANI | BELAGAVI | CHIKKODI | ATHANI | ATHANI | DARUR
4691 | ATHANI_220KV | ATHANI_110KV | 130103286E | SANKONATTI_33KV | BANK-1 | F02 | E | F02-AKALAKALLA | AGRICULTURE | BELAGAVI | ATHANI | BELAGAVI | CHIKKODI | ATHANI | ATHANI | DARUR
4692 | ATHANI_220KV | ATHANI_110KV | 130103286F | SANKONATTI_33KV | BANK-2 | F06 | F | F06-SANKONATTI NJY | NJY | BELAGAVI | ATHANI | BELAGAVI | CHIKKODI | ATHANI | ATHANI | DARUR
4694 | KUDACHI_220KV | YELPARATTI_110KV | 130103388B | SAPTASAGAR_33KV | BANK-1 | F02 | B | F02-SAPTASAGAR GARDEN | AGRICULTURE | BELAGAVI | ATHANI | BELAGAVI | CHIKKODI | ATHANI | ATHANI | DARUR
4695 | KUDACHI_220KV | YELPARATTI_110KV | 130103388A | SAPTASAGAR_33KV | BANK-1 | F01 | A | F01-SAPTASAGR NJY | NJY | BELAGAVI | ATHANI | BELAGAVI | CHIKKODI | ATHANI | ATHANI | DARUR
4696 | KUDACHI_220KV | YELPARATTI_110KV | 130103388C | SAPTASAGAR_33KV | BANK-1 | F03 | C | F03-SAPTASAGAR RIVER BED | AGRICULTURE | BELAGAVI | ATHANI | BELAGAVI | CHIKKODI | ATHANI | ATHANI | DARUR
4697 | KUDACHI_220KV | YELPARATTI_110KV | 130103388D | SAPTASAGAR_33KV | BANK-1 | F04 | D | F04-TEERTH RIVER BED IP | AGRICULTURE | BELAGAVI | ATHANI | BELAGAVI | CHIKKODI | ATHANI | ATHANI | DARUR
4698 | KUDACHI_220KV | YELPARATTI_110KV | 130103388E | SAPTASAGAR_33KV | BANK-2 | F05 | E | F05-NADI INGALAGOAN NJY | NJY | BELAGAVI | ATHANI | BELAGAVI | CHIKKODI | ATHANI | ATHANI | DARUR
4699 | KUDACHI_220KV | YELPARATTI_110KV | 130103388F | SAPTASAGAR_33KV | BANK-2 | F06 | F | F06-SHIVAYOGI | AGRICULTURE | BELAGAVI | ATHANI | BELAGAVI | CHIKKODI | ATHANI | ATHANI | DARUR
4700 | KUDACHI_220KV | YELPARATTI_110KV | 130103388G | SAPTASAGAR_33KV | BANK-2 | F07 | G | F07-ATTIMARA | AGRICULTURE | BELAGAVI | ATHANI | BELAGAVI | CHIKKODI | ATHANI | ATHANI | DARUR
4703 | ATHANI_220KV | ATHANI_220KV | 130103287A | SATTI_110KV | BANK-2 | F02 | A | F02-SAVADI DARGA | AGRICULTURE | BELAGAVI | ATHANI | BELAGAVI | CHIKKODI | ATHANI | ATHANI | SATTI
4704 | ATHANI_220KV | ATHANI_220KV | 130103287D | SATTI_110KV | BANK-1 | F03 | D | F03-NANDESHWAR | AGRICULTURE | BELAGAVI | ATHANI | BELAGAVI | CHIKKODI | ATHANI | ATHANI | SATTI
4705 | ATHANI_220KV | ATHANI_220KV | 130103287F | SATTI_110KV | BANK-1 | F06 | F | F06-SATTI VILLAGE | AGRICULTURE | BELAGAVI | ATHANI | BELAGAVI | CHIKKODI | ATHANI | ATHANI | SATTI
4706 | ATHANI_220KV | ATHANI_220KV | 130103287G | SATTI_110KV | BANK-1 | F07 | G | F07-SATTI IP | AGRICULTURE | BELAGAVI | ATHANI | BELAGAVI | CHIKKODI | ATHANI | ATHANI | SATTI
4707 | ATHANI_220KV | ATHANI_220KV | 130103287H | SATTI_110KV | BANK-1 | F05 | H | F05-NAGANUR PK NJY | NJY | BELAGAVI | ATHANI | BELAGAVI | CHIKKODI | ATHANI | ATHANI | SATTI
4708 | ATHANI_220KV | ATHANI_220KV | 130103287I | SATTI_110KV | BANK-2 | F08 | I | F08-SHEGANUSHI | AGRICULTURE | BELAGAVI | ATHANI | BELAGAVI | CHIKKODI | ATHANI | ATHANI | SATTI
4709 | ATHANI_220KV | ATHANI_220KV | 130103287J | SATTI_110KV | BANK-2 | F10 | J | F10-DODAWAD | AGRICULTURE | BELAGAVI | ATHANI | BELAGAVI | CHIKKODI | ATHANI | ATHANI | SATTI
4710 | ATHANI_220KV | ATHANI_220KV | 130103287K | SATTI_110KV | BANK-3 | F19 | K | F19-GAYAKAWAD TOTA | AGRICULTURE | BELAGAVI | ATHANI | BELAGAVI | CHIKKODI | ATHANI | ATHANI | SATTI
4711 | ATHANI_220KV | ATHANI_220KV | 130103287L | SATTI_110KV | BANK-3 | F17 | L | F17-RADDERATTI | AGRICULTURE | BELAGAVI | ATHANI | BELAGAVI | CHIKKODI | ATHANI | ATHANI | SATTI
4712 | ATHANI_220KV | ATHANI_220KV | 130103287M | SATTI_110KV | BANK-2 | F13 | M | F13-RADDERATTI NJY | NJY | BELAGAVI | ATHANI | BELAGAVI | CHIKKODI | ATHANI | ATHANI | SATTI
4713 | ATHANI_220KV | ATHANI_220KV | 130103287N | SATTI_110KV | BANK-3 | F15 | N | F15-SATTI GARDEN | AGRICULTURE | BELAGAVI | ATHANI | BELAGAVI | CHIKKODI | ATHANI | ATHANI | SATTI
4714 | ATHANI_220KV | ATHANI_220KV | 130103287O | SATTI_110KV | BANK-2 | F11 | O | F11-EXAMBI TOTA | AGRICULTURE | BELAGAVI | ATHANI | BELAGAVI | CHIKKODI | ATHANI | ATHANI | SATTI
4715 | ATHANI_220KV | ATHANI_220KV | 130103287P | SATTI_110KV | BANK-2 | F12 | P | F12-GHATANATTI | AGRICULTURE | BELAGAVI | ATHANI | BELAGAVI | CHIKKODI | ATHANI | ATHANI | SATTI
4716 | ATHANI_220KV | ATHANI_220KV | 130103287Q | SATTI_110KV | BANK-2 | F09 | Q | F09-AMBI TOTA | AGRICULTURE | BELAGAVI | ATHANI | BELAGAVI | CHIKKODI | ATHANI | ATHANI | SATTI
4717 | ATHANI_220KV | ATHANI_220KV | 130103287R | SATTI_110KV | BANK-1 | F01 | R | F01-LAXMIGUDI | AGRICULTURE | BELAGAVI | ATHANI | BELAGAVI | CHIKKODI | ATHANI | ATHANI | SATTI
4718 | ATHANI_220KV | ATHANI_220KV | 130103287S | SATTI_110KV | BANK-1 | F04 | S | F04-SATTI IP2 | AGRICULTURE | BELAGAVI | ATHANI | BELAGAVI | CHIKKODI | ATHANI | ATHANI | SATTI
4726 | ATHANI_220KV | SATTI_110KV | 130103288A | SATTI_33KV | BANK-1 | F01 | A | F01-JANAWAD | AGRICULTURE | BELAGAVI | ATHANI | BELAGAVI | CHIKKODI | ATHANI | ATHANI | SATTI
4727 | ATHANI_220KV | SATTI_110KV | 130103288B | SATTI_33KV | BANK-1 | F02 | B | F02-MAHISHAWADGI | AGRICULTURE | BELAGAVI | ATHANI | BELAGAVI | CHIKKODI | ATHANI | ATHANI | SATTI
4728 | ATHANI_220KV | SATTI_110KV | 130103288C | SATTI_33KV | BANK-1 | F03 | C | F03-SATTI NJY | NJY | BELAGAVI | ATHANI | BELAGAVI | CHIKKODI | ATHANI | ATHANI | SATTI
4729 | ATHANI_220KV | SATTI_110KV | 130103288D | SATTI_33KV | BANK-1 | F04 | D | F04-NANDESHWAR MAHESAWADAGI NJY | NJY | BELAGAVI | ATHANI | BELAGAVI | CHIKKODI | ATHANI | ATHANI | SATTI
4732 | SAUNDATTI_220KV | SAUNDATTI_220KV | 120471289A | SAUNDATTI_110KV | BANK-2 | F09 | A | F09-INAMHONGAL | AGRICULTURE | BELAGAVI | SAUNDATTI | BELAGAVI | BELAGAVI | BAILHONGAL | SAUNDATTI | SAUNDATTI RURAL
4733 | SAUNDATTI_220KV | SAUNDATTI_220KV | 120471289M | SAUNDATTI_110KV | BANK-1 | F01 | M | F01-MUGALI IP | AGRICULTURE | BELAGAVI | SAUNDATTI | BELAGAVI | BELAGAVI | BAILHONGAL | SAUNDATTI | SAUNDATTI RURAL
4734 | SAUNDATTI_220KV | SAUNDATTI_220KV | 120471289B | SAUNDATTI_110KV | BANK-1 | F02 | B | F02-SAVADATTI | URBAN NDHQ | BELAGAVI | SAUNDATTI | BELAGAVI | BELAGAVI | BAILHONGAL | SAUNDATTI | SAUNDATTI URBAN
4736 | SAUNDATTI_220KV | SAUNDATTI_220KV | 120471289D | SAUNDATTI_110KV | BANK-1 | F04 | D | F04-BEDASUR | AGRICULTURE | BELAGAVI | SAUNDATTI | BELAGAVI | BELAGAVI | BAILHONGAL | SAUNDATTI | SAUNDATTI RURAL
4737 | SAUNDATTI_220KV | SAUNDATTI_220KV | 120471289E | SAUNDATTI_110KV | BANK-1 | F05 | E | F05-GORAVANAKOLA IP | AGRICULTURE | BELAGAVI | SAUNDATTI | BELAGAVI | BELAGAVI | BAILHONGAL | SAUNDATTI | SAUNDATTI RURAL
4739 | SAUNDATTI_220KV | SAUNDATTI_220KV | 120471289H | SAUNDATTI_110KV | BANK-1 | F08 | H | F08-WATER SUPPLY | WATER SUPPLY | BELAGAVI | SAUNDATTI | BELAGAVI | BELAGAVI | BAILHONGAL | SAUNDATTI | SAUNDATTI URBAN
4740 | SAUNDATTI_220KV | SAUNDATTI_220KV | 120471289I | SAUNDATTI_110KV | BANK-3 | F13 | I | F13-SHINGARGOPPA IP | AGRICULTURE | BELAGAVI | SAUNDATTI | BELAGAVI | BELAGAVI | BAILHONGAL | SAUNDATTI | SAUNDATTI RURAL
4741 | SAUNDATTI_220KV | SAUNDATTI_220KV | 120471289J | SAUNDATTI_110KV | BANK-2 | F10 | J | F10-ASUNDI | AGRICULTURE | BELAGAVI | SAUNDATTI | BELAGAVI | BELAGAVI | BAILHONGAL | SAUNDATTI | SAUNDATTI RURAL
4742 | SAUNDATTI_220KV | SAUNDATTI_220KV | 120471289L | SAUNDATTI_110KV | BANK-2 | F11 | L | F11-YALLAMMANAGUDDA | URBAN NDHQ | BELAGAVI | SAUNDATTI | BELAGAVI | BELAGAVI | BAILHONGAL | SAUNDATTI | SAUNDATTI URBAN
4743 | SAUNDATTI_220KV | SAUNDATTI_220KV | 120471289K | SAUNDATTI_110KV | BANK-3 | F12 | K | F12-SAUNDATTI RIVER BED | AGRICULTURE | BELAGAVI | SAUNDATTI | BELAGAVI | BELAGAVI | BAILHONGAL | SAUNDATTI | SAUNDATTI RURAL
4747 | SAUNDATTI_220KV | SAUNDATTI_220KV | 120471290B | SAUNDATTI_220KV | BANK-1 | F02 | B | F02-YENAGI NJY | NJY | BELAGAVI | SAUNDATTI | BELAGAVI | BELAGAVI | BAILHONGAL | SAUNDATTI | SAUNDATTI RURAL
4748 | SAUNDATTI_220KV | SAUNDATTI_220KV | 120471290C | SAUNDATTI_220KV | BANK-1 | F03 | C | F03-RAMAPUR SITE TOWN | URBAN NDHQ | BELAGAVI | SAUNDATTI | BELAGAVI | BELAGAVI | BAILHONGAL | SAUNDATTI | SAUNDATTI URBAN
4749 | SAUNDATTI_220KV | SAUNDATTI_220KV | 120471290D | SAUNDATTI_220KV | BANK-1 | F04 | D | F04-VATANAL NJY | NJY | BELAGAVI | SAUNDATTI | BELAGAVI | BELAGAVI | BAILHONGAL | SAUNDATTI | SAUNDATTI RURAL
4750 | SAUNDATTI_220KV | SAUNDATTI_220KV | 120471290E | SAUNDATTI_220KV | BANK-1 | F05 | E | F05-YADALLI NJY | NJY | BELAGAVI | SAUNDATTI | BELAGAVI | BELAGAVI | BAILHONGAL | SAUNDATTI | SAUNDATTI RURAL
4751 | SAUNDATTI_220KV | SAUNDATTI_220KV | 120471290F | SAUNDATTI_220KV | BANK-1 | F06 | F | F06-SHINGARGOPPA LIS | LIFT IRRIGATION | BELAGAVI | SAUNDATTI | BELAGAVI | BELAGAVI | BAILHONGAL | SAUNDATTI | SAUNDATTI RURAL
4752 | SRS_HUBLI_220KV | SRS_HUBLI_220KV | 251347291A | SAUNSHI_33KV | BANK-1 | F01 | A | F01-GUDAGERI | AGRICULTURE | DHARWAD | KUNDGOL | HUBBALLI | HUBBALLI | HUBBALLI RURAL | KUNDGOL | SAUNSHI
4754 | SRS_HUBLI_220KV | SRS_HUBLI_220KV | 251347291C | SAUNSHI_33KV | BANK-1 | F03 | C | F03-KAMDOLLI NJY | NJY | DHARWAD | KUNDGOL | HUBBALLI | HUBBALLI | HUBBALLI RURAL | KUNDGOL | SAUNSHI
4755 | SRS_HUBLI_220KV | SRS_HUBLI_220KV | 251347291D | SAUNSHI_33KV | BANK-1 | F04 | D | F04-HARKUNI NJY | NJY | DHARWAD | KUNDGOL | HUBBALLI | HUBBALLI | HUBBALLI RURAL | KUNDGOL | SAUNSHI
4757 | SRS_HUBLI_220KV | SRS_HUBLI_220KV | 251347291F | SAUNSHI_33KV | BANK-2 | F06 | F | F06-HIREGUNJALA NJY | NJY | DHARWAD | KUNDGOL | HUBBALLI | HUBBALLI | HUBBALLI RURAL | KUNDGOL | SAUNSHI
4758 | SRS_HUBLI_220KV | SRS_HUBLI_220KV | 251347291G | SAUNSHI_33KV | BANK-2 | F07 | G | F07-SAUNSHI NJY | NJY | DHARWAD | KUNDGOL | HUBBALLI | HUBBALLI | HUBBALLI RURAL | KUNDGOL | SAUNSHI
4759 | ATHANI_220KV | ATHANI_220KV | 111741292A | SAVALAGI_110KV | BANK-3 | F16 | A | F16-TAKKALAKI IP-1 | AGRICULTURE | BAGALKOT | JAMAKHANDI | BELAGAVI | BAGALKOT | JAMAKHANDI | JAMAKHANDI | SAVALAGI
4760 | ATHANI_220KV | ATHANI_220KV | 111741292B | SAVALAGI_110KV | BANK-1 | F02 | B | F02-TUNGAL IP | AGRICULTURE | BAGALKOT | JAMAKHANDI | BELAGAVI | BAGALKOT | JAMAKHANDI | JAMAKHANDI | SAVALAGI
4761 | ATHANI_220KV | ATHANI_220KV | 111741292C | SAVALAGI_110KV | BANK-1 | F05 | C | F05-JAMBAGI KD | AGRICULTURE | BAGALKOT | JAMAKHANDI | BELAGAVI | BAGALKOT | JAMAKHANDI | JAMAKHANDI | SAVALAGI
4762 | ATHANI_220KV | ATHANI_220KV | 111741292D | SAVALAGI_110KV | BANK-1 | F04 | D | F04-TUBACHI | AGRICULTURE | BAGALKOT | JAMAKHANDI | BELAGAVI | BAGALKOT | JAMAKHANDI | JAMAKHANDI | SAVALAGI
4764 | ATHANI_220KV | ATHANI_220KV | 111741292E | SAVALAGI_110KV | BANK-3 | F15 | E | F15-SAVALAGI NJY | NJY | BAGALKOT | MUDHOL | BELAGAVI | BAGALKOT | JAMAKHANDI | JAMAKHANDI | SAVALAGI
4765 | ATHANI_220KV | ATHANI_220KV | 111741292G | SAVALAGI_110KV | BANK-2 | F07 | G | F07-SAVALAGI IP | AGRICULTURE | BAGALKOT | JAMAKHANDI | BELAGAVI | BAGALKOT | JAMAKHANDI | JAMAKHANDI | SAVALAGI
4766 | ATHANI_220KV | ATHANI_220KV | 111741292H | SAVALAGI_110KV | BANK-2 | F08 | H | F08-SURPALI | AGRICULTURE | BAGALKOT | JAMAKHANDI | BELAGAVI | BAGALKOT | JAMAKHANDI | JAMAKHANDI | SAVALAGI
4767 | ATHANI_220KV | ATHANI_220KV | 111741292I | SAVALAGI_110KV | BANK-2 | F09 | I | F09-KANOLLI NJY | NJY | BAGALKOT | JAMAKHANDI | BELAGAVI | BAGALKOT | JAMAKHANDI | JAMAKHANDI | SAVALAGI
4768 | ATHANI_220KV | ATHANI_220KV | 111741292J | SAVALAGI_110KV | BANK-2 | F12 | J | F12-TUNGAL NJY | NJY | BAGALKOT | JAMAKHANDI | BELAGAVI | BAGALKOT | JAMAKHANDI | JAMAKHANDI | SAVALAGI
4769 | ATHANI_220KV | ATHANI_220KV | 111741292K | SAVALAGI_110KV | BANK-3 | F13 | K | F13-KURAGOD NJY | NJY | BAGALKOT | JAMAKHANDI | BELAGAVI | BAGALKOT | JAMAKHANDI | JAMAKHANDI | SAVALAGI
4770 | ATHANI_220KV | ATHANI_220KV | 111741292L | SAVALAGI_110KV | BANK-2 | F10 | L | F10-KANNOLLI | AGRICULTURE | BAGALKOT | JAMAKHANDI | BELAGAVI | BAGALKOT | JAMAKHANDI | JAMAKHANDI | SAVALAGI
4771 | ATHANI_220KV | ATHANI_220KV | 111741292Q | SAVALAGI_110KV | BANK-2 | F18 | Q | F18-SHIVALINGESHWAR IP | AGRICULTURE | BAGALKOT | JAMAKHANDI | BELAGAVI | BAGALKOT | JAMAKHANDI | JAMAKHANDI | SAVALAGI
4772 | ATHANI_220KV | ATHANI_220KV | 111741292M | SAVALAGI_110KV | BANK-3 | F14 | M | F14-TAKKALAKI NJY | NJY | BAGALKOT | JAMAKHANDI | BELAGAVI | BAGALKOT | JAMAKHANDI | JAMAKHANDI | SAVALAGI
4773 | ATHANI_220KV | ATHANI_220KV | 111741292F | SAVALAGI_110KV | BANK-1 | F03 | F | F03-TAKODA | AGRICULTURE | BAGALKOT | JAMAKHANDI | BELAGAVI | BAGALKOT | JAMAKHANDI | JAMAKHANDI | SAVALAGI
4774 | ATHANI_220KV | ATHANI_220KV | 111741292N | SAVALAGI_110KV | BANK-1 | F01 | N | F01-BADAGI CROSS | AGRICULTURE | BAGALKOT | JAMAKHANDI | BELAGAVI | BAGALKOT | JAMAKHANDI | JAMAKHANDI | SAVALAGI
4775 | ATHANI_220KV | ATHANI_220KV | 111741292O | SAVALAGI_110KV | BANK-3 | F17 | O | F17-TAKKALAKKI IP-2 | AGRICULTURE | BAGALKOT | JAMAKHANDI | BELAGAVI | BAGALKOT | JAMAKHANDI | JAMAKHANDI | SAVALAGI
4776 | ATHANI_220KV | ATHANI_220KV | 111741292P | SAVALAGI_110KV | BANK-3 | F11 | P | F11-KAJIBILAGI IP | AGRICULTURE | BAGALKOT | JAMAKHANDI | BELAGAVI | BAGALKOT | JAMAKHANDI | JAMAKHANDI | SAVALAGI
4780 | SHIGGAON_220KV | SHIGGAON_220KV | 241272293A | SAVANUR_110KV | BANK-1 | F01 | A | F01-INDUSTRIAL AREA | URBAN NDHQ | HAVERI | SAVANUR | HUBBALLI | HAVERI | HAVERI | SAVANUR | SAVANUR TOWN
4781 | SHIGGAON_220KV | SHIGGAON_220KV | 241272293B | SAVANUR_110KV | BANK-1 | F02 | B | F02-KALASUR | AGRICULTURE | HAVERI | SAVANUR | HUBBALLI | HAVERI | HAVERI | SAVANUR | SAVANUR RURAL-2
4782 | SHIGGAON_220KV | SHIGGAON_220KV | 241272293C | SAVANUR_110KV | BANK-1 | F03 | C | F03-PLANTATION(JALLAPUR) | AGRICULTURE | HAVERI | SAVANUR | HUBBALLI | HAVERI | HAVERI | SAVANUR | SAVANUR TOWN
4783 | SHIGGAON_220KV | SHIGGAON_220KV | 241272293D | SAVANUR_110KV | BANK-1 | F04 | D | F04-KADAKOL | AGRICULTURE | HAVERI | SAVANUR | HUBBALLI | HAVERI | HAVERI | SAVANUR | SAVANUR RURAL-2
4784 | SHIGGAON_220KV | SHIGGAON_220KV | 241272293E | SAVANUR_110KV | BANK-1 | F06 | E | F06-MARUTIPUR | AGRICULTURE | HAVERI | SAVANUR | HUBBALLI | HAVERI | HAVERI | SAVANUR | SAVANUR RURAL-2
4785 | SHIGGAON_220KV | SHIGGAON_220KV | 241272293F | SAVANUR_110KV | BANK-1 | F05 | F | F05-KARADAGI | AGRICULTURE | HAVERI | SAVANUR | HUBBALLI | HAVERI | HAVERI | SAVANUR | SAVANUR RURAL-1
4786 | SHIGGAON_220KV | SHIGGAON_220KV | 241272293G | SAVANUR_110KV | BANK-2 | F08 | G | F08-SAVANUR TOWN | URBAN NDHQ | HAVERI | SAVANUR | HUBBALLI | HAVERI | HAVERI | SAVANUR | SAVANUR TOWN
4787 | SHIGGAON_220KV | SHIGGAON_220KV | 241272293H | SAVANUR_110KV | BANK-2 | F07 | H | F07-KURUBARMALLUR | AGRICULTURE | HAVERI | SAVANUR | HUBBALLI | HAVERI | HAVERI | SAVANUR | SAVANUR RURAL-1
4788 | SHIGGAON_220KV | SHIGGAON_220KV | 241272293I | SAVANUR_110KV | BANK-2 | F09 | I | F09-MOTI TALAB | WATER SUPPLY | HAVERI | SAVANUR | HUBBALLI | HAVERI | HAVERI | SAVANUR | SAVANUR RURAL-1
4789 | SHIGGAON_220KV | SHIGGAON_220KV | 241272293J | SAVANUR_110KV | BANK-2 | F10 | J | F10-CHILLURBADNI | AGRICULTURE | HAVERI | SAVANUR | HUBBALLI | HAVERI | HAVERI | SAVANUR | SAVANUR RURAL-1
4790 | SHIGGAON_220KV | SHIGGAON_220KV | 241272293K | SAVANUR_110KV | BANK-2 | F11 | K | F11-YELAVIGI NJY | NJY | HAVERI | SAVANUR | HUBBALLI | HAVERI | HAVERI | SAVANUR | SAVANUR RURAL-2
4791 | SHIGGAON_220KV | SHIGGAON_220KV | 241272293L | SAVANUR_110KV | BANK-2 | F12 | L | F12-GUNDUR NJY | NJY | HAVERI | SAVANUR | HUBBALLI | HAVERI | HAVERI | SAVANUR | SAVANUR RURAL-1
4792 | SHIGGAON_220KV | SHIGGAON_220KV | 241272293M | SAVANUR_110KV | BANK-2 | F14 | M | F14-MANTRODI NJY | NJY | HAVERI | SAVANUR | HUBBALLI | HAVERI | HAVERI | SAVANUR | SAVANUR RURAL-1
4793 | SHIGGAON_220KV | SHIGGAON_220KV | 241272293N | SAVANUR_110KV | BANK-1 | F15 | N | F15-KALALKONDA NJY | NJY | HAVERI | SAVANUR | HUBBALLI | HAVERI | HAVERI | SAVANUR | SAVANUR RURAL-2
4794 | SHIGGAON_220KV | SHIGGAON_220KV | 241272293O | SAVANUR_110KV | BANK-1 | F16 | O | F16-CHOWDAL NJY | NJY | HAVERI | SAVANUR | HUBBALLI | HAVERI | HAVERI | SAVANUR | SAVANUR RURAL-1
4795 | SHIGGAON_220KV | SHIGGAON_220KV | 241272293R | SAVANUR_110KV | BANK-2 | F17 | R | F17-NANDIHALLI IP | AGRICULTURE | HAVERI | SAVANUR | HUBBALLI | HAVERI | HAVERI | SAVANUR | SAVANUR RURAL-1
4796 | SHIGGAON_220KV | SHIGGAON_220KV | 241272293S | SAVANUR_110KV | BANK-2 | F18 | S | F18-JEKINAKATTI IP | AGRICULTURE | HAVERI | SAVANUR | HUBBALLI | HAVERI | HAVERI | SAVANUR | SAVANUR RURAL-1
4797 | SHIGGAON_220KV | SHIGGAON_220KV | 241272293Q | SAVANUR_110KV | BANK-2 | F19 | Q | F19-HURALIKOPPI | AGRICULTURE | HAVERI | SAVANUR | HUBBALLI | HAVERI | HAVERI | SAVANUR | SAVANUR RURAL-1
4802 | NARENDRA_220KV | NARENDRA_220KV | 250866382B | SHEDABAL_110KV | BANK-1 | F02 | B | F02-KHANAPUR | AGRICULTURE | DHARWAD | DHARWAD | HUBBALLI | HUBBALLI | DHARWAD RURAL | DHARWAD RSD | GARAG
4803 | NARENDRA_220KV | NARENDRA_220KV | 250866382C | SHEDABAL_110KV | BANK-1 | F03 | C | F03-VEERABHADRESHVAR NJY | NJY | DHARWAD | DHARWAD | HUBBALLI | HUBBALLI | DHARWAD RURAL | DHARWAD RSD | GARAG
4804 | NARENDRA_220KV | NARENDRA_220KV | 250866382F | SHEDABAL_110KV | BANK-1 | F04 | F | F04-MADIWALESHWAR NJY | NJY | DHARWAD | DHARWAD | HUBBALLI | HUBBALLI | DHARWAD RURAL | DHARWAD RSD | GARAG
4805 | NARENDRA_220KV | NARENDRA_220KV | 250866382M | SHEDABAL_110KV | BANK-1 | F05 | M | F05-HANUMAN IP | AGRICULTURE | DHARWAD | DHARWAD | HUBBALLI | HUBBALLI | DHARWAD RURAL | DHARWAD RSD | GARAG
4806 | NARENDRA_220KV | NARENDRA_220KV | 250866382D | SHEDABAL_110KV | BANK-1 | F06 | D | F06-HANGARAKI | AGRICULTURE | DHARWAD | DHARWAD | HUBBALLI | HUBBALLI | DHARWAD RURAL | DHARWAD RSD | GARAG
4807 | NARENDRA_220KV | NARENDRA_220KV | 250866382G | SHEDABAL_110KV | BANK-2 | F07 | G | F07-DUBBANMARADI | AGRICULTURE | DHARWAD | DHARWAD | HUBBALLI | HUBBALLI | DHARWAD RURAL | DHARWAD RSD | GARAG
4808 | NARENDRA_220KV | NARENDRA_220KV | 250866382H | SHEDABAL_110KV | BANK-2 | F08 | H | F08-JEERGIWADA | AGRICULTURE | DHARWAD | DHARWAD | HUBBALLI | HUBBALLI | DHARWAD RURAL | DHARWAD RSD | UPPINA BETAGERI
4809 | NARENDRA_220KV | NARENDRA_220KV | 250866382I | SHEDABAL_110KV | BANK-2 | F09 | I | F09-KALLUR NJY | NJY | DHARWAD | DHARWAD | HUBBALLI | HUBBALLI | DHARWAD RURAL | DHARWAD RSD | UPPINA BETAGERI
4810 | NARENDRA_220KV | NARENDRA_220KV | 250866382J | SHEDABAL_110KV | BANK-2 | F10 | J | F10-MUGALI | AGRICULTURE | DHARWAD | DHARWAD | HUBBALLI | HUBBALLI | DHARWAD RURAL | DHARWAD RSD | GARAG
4811 | NARENDRA_220KV | NARENDRA_220KV | 250866382K | SHEDABAL_110KV | BANK-2 | F11 | K | F11-BANASHANKARI NJY | NJY | DHARWAD | DHARWAD | HUBBALLI | HUBBALLI | DHARWAD RURAL | DHARWAD RSD | GARAG
4812 | NARENDRA_220KV | NARENDRA_220KV | 250866382L | SHEDABAL_110KV | BANK-2 | F12 | L | F12-HOSATTI | AGRICULTURE | DHARWAD | DHARWAD | HUBBALLI | HUBBALLI | DHARWAD RURAL | DHARWAD RSD | GARAG
4813 | KUDACHI_220KV | UGAR_110KV | 130178294A | SHEDBAL_33KV | BANK-1 | F01 | A | F01-BHUJGOUDAR | AGRICULTURE | BELAGAVI | ATHANI | BELAGAVI | CHIKKODI | ATHANI | UGAR | KAGAWAD
4814 | KUDACHI_220KV | UGAR_110KV | 130178294B | SHEDBAL_33KV | BANK-1 | F02 | B | F02-DHONDI MADDI | AGRICULTURE | BELAGAVI | ATHANI | BELAGAVI | CHIKKODI | ATHANI | UGAR | KAGAWAD
4815 | KUDACHI_220KV | UGAR_110KV | 130178294C | SHEDBAL_33KV | BANK-1 | F03 | C | F03-MAYAKKA | AGRICULTURE | BELAGAVI | ATHANI | BELAGAVI | CHIKKODI | ATHANI | UGAR | KAGAWAD
4816 | KUDACHI_220KV | UGAR_110KV | 130178294G | SHEDBAL_33KV | BANK-2 | F04 | G | F04-BASAVESHWAR | AGRICULTURE | BELAGAVI | KAGAWAD | BELAGAVI | CHIKKODI | ATHANI | UGAR | KAGAWAD
4817 | KUDACHI_220KV | UGAR_110KV | 130178294E | SHEDBAL_33KV | BANK-2 | F05 | E | F05-SHEDBAL TOWN NJY | NJY | BELAGAVI | ATHANI | BELAGAVI | CHIKKODI | ATHANI | UGAR | KAGAWAD
4818 | KUDACHI_220KV | UGAR_110KV | 130178294F | SHEDBAL_33KV | BANK-2 | F06 | F | F06-PIPE FACTORY | AGRICULTURE | BELAGAVI | ATHANI | BELAGAVI | CHIKKODI | ATHANI | UGAR | KAGAWAD
4820 | HAVERI_220KV | TILAVALLI_110KV | 241233296A | SHESHAGIRI_33KV | BANK-1 | F02 | A | F02-SHADAGUPPI | AGRICULTURE | HAVERI | HANGAL | HUBBALLI | HAVERI | HAVERI | HANGAL | AKKIALUR
4821 | HAVERI_220KV | TILAVALLI_110KV | 241233296B | SHESHAGIRI_33KV | BANK-1 | F01 | B | F01-MAKARAVALLI | AGRICULTURE | HAVERI | HANGAL | HUBBALLI | HAVERI | HAVERI | HANGAL | SHESHAGIRI
4822 | HAVERI_220KV | TILAVALLI_110KV | 241233296C | SHESHAGIRI_33KV | BANK-2 | F09 | C | F09-SHESHAGIRI IP | AGRICULTURE | HAVERI | HANGAL | HUBBALLI | HAVERI | HAVERI | HANGAL | SHESHAGIRI
4823 | HAVERI_220KV | TILAVALLI_110KV | 241233296D | SHESHAGIRI_33KV | BANK-1 | F06 | D | F06-YATTENHALLI NJY | NJY | HAVERI | HANGAL | HUBBALLI | HAVERI | HAVERI | HANGAL | SHESHAGIRI
4824 | HAVERI_220KV | TILAVALLI_110KV | 241233296E | SHESHAGIRI_33KV | BANK-1 | F05 | E | F05-KONDOJI | AGRICULTURE | HAVERI | HANGAL | HUBBALLI | HAVERI | HAVERI | HANGAL | AKKIALUR
4825 | HAVERI_220KV | TILAVALLI_110KV | 241233296G | SHESHAGIRI_33KV | BANK-2 | F07 | G | F07-GONDI IP | AGRICULTURE | HAVERI | HANGAL | HUBBALLI | HAVERI | HAVERI | HANGAL | SHESHAGIRI
4826 | HAVERI_220KV | TILAVALLI_110KV | 241233296H | SHESHAGIRI_33KV | BANK-2 | F08 | H | F08-MAKARAVALLI | LIFT IRRIGATION | HAVERI | HANGAL | HUBBALLI | HAVERI | HAVERI | HANGAL | SHESHAGIRI
4827 | HAVERI_220KV | TILAVALLI_110KV | 241233296O | SHESHAGIRI_33KV | BANK-2 | F10 | O | F10-MOODUR | AGRICULTURE | HAVERI | HANGAL | HUBBALLI | HAVERI | HAVERI | HANGAL | SHESHAGIRI
4828 | HAVERI_220KV | TILAVALLI_110KV | 241233296L | SHESHAGIRI_33KV | BANK-3 | F13 | L | F13-LIS TILAVALLI | LIFT IRRIGATION | HAVERI | HANGAL | HUBBALLI | HAVERI | HAVERI | HANGAL | SHESHAGIRI
4829 | HAVERI_220KV | TILAVALLI_110KV | 241233296N | SHESHAGIRI_33KV | BANK-1 | F04 | N | F04-MADLUR LIS | LIFT IRRIGATION | HAVERI | HANGAL | HUBBALLI | HAVERI | HAVERI | HANGAL | SHESHAGIRI
4830 | HAVERI_220KV | TILAVALLI_110KV | 241233296J | SHESHAGIRI_33KV | BANK-3 | F11 | J | F11-HIREKAUNSHI IP | AGRICULTURE | HAVERI | HANGAL | HUBBALLI | HAVERI | HAVERI | HANGAL | SHESHAGIRI
4831 | HAVERI_220KV | TILAVALLI_110KV | 241233296K | SHESHAGIRI_33KV | BANK-3 | F12 | K | F12-HONKANA NJY | NJY | HAVERI | HANGAL | HUBBALLI | HAVERI | HAVERI | HANGAL | SHESHAGIRI
4833 | HAVERI_220KV | BYADAGI_110KV | 242211297A | SHIDENUR_33KV | BANK-1 | F01 | A | F01-KOLLAPUR IP | AGRICULTURE | HAVERI | BYADAGI | HUBBALLI | HAVERI | RANEBENNUR | BYADAGI | MOTEBENNUR
4834 | HAVERI_220KV | BYADAGI_110KV | 242211297B | SHIDENUR_33KV | BANK-1 | F02 | B | F02-TADAS EXPRESS | INDUSTRIAL | HAVERI | BYADAGI | HUBBALLI | HAVERI | RANEBENNUR | BYADAGI | BYADAGI
4835 | HAVERI_220KV | BYADAGI_110KV | 242211297C | SHIDENUR_33KV | BANK-1 | F03 | C | F03-TADAS IP | AGRICULTURE | HAVERI | BYADAGI | HUBBALLI | HAVERI | RANEBENNUR | BYADAGI | BYADAGI
4836 | HAVERI_220KV | BYADAGI_110KV | 242211297D | SHIDENUR_33KV | BANK-2 | F04 | D | F04-SHIDENUR IP | AGRICULTURE | HAVERI | BYADAGI | HUBBALLI | HAVERI | RANEBENNUR | BYADAGI | BYADAGI
4837 | HAVERI_220KV | BYADAGI_110KV | 242211297E | SHIDENUR_33KV | BANK-2 | F05 | E | F05-KERUDI IP | AGRICULTURE | HAVERI | BYADAGI | HUBBALLI | HAVERI | RANEBENNUR | BYADAGI | BYADAGI
4838 | HAVERI_220KV | BYADAGI_110KV | 242211297F | SHIDENUR_33KV | BANK-1 | F09 | F | F09-BISLALLI NJY | NJY | HAVERI | BYADAGI | HUBBALLI | HAVERI | RANEBENNUR | BYADAGI | MOTEBENNUR
4839 | HAVERI_220KV | BYADAGI_110KV | 242211297I | SHIDENUR_33KV | BANK-2 | F06 | I | F06-CHINNIKATTI NJY | NJY | HAVERI | BYADAGI | HUBBALLI | HAVERI | RANEBENNUR | BYADAGI | BYADAGI
4840 | HAVERI_220KV | BYADAGI_110KV | 242211297G | SHIDENUR_33KV | BANK-2 | F07 | G | F07-KADARAMANDALAGI NJY | NJY | HAVERI | BYADAGI | HUBBALLI | HAVERI | RANEBENNUR | BYADAGI | MOTEBENNUR
4841 | HAVERI_220KV | BYADAGI_110KV | 242211297H | SHIDENUR_33KV | BANK-1 | F08 | H | F08-GUNGARAGOPPA NJY | NJY | HAVERI | BYADAGI | HUBBALLI | HAVERI | RANEBENNUR | BYADAGI | BYADAGI
4844 | SHIGGAON_220KV | SHIGGAON_220KV | 241273361M | SHIGGAON_110KV | BANK-1 | F01 | M | F01-ARATAL | AGRICULTURE | HAVERI | SHIGGAON | HUBBALLI | HAVERI | HAVERI | SHIGGAON | SHIGGAON RURAL
4845 | SHIGGAON_220KV | SHIGGAON_220KV | 241273361B | SHIGGAON_110KV | BANK-1 | F02 | B | F02-DHUNDASHI | AGRICULTURE | HAVERI | SHIGGAON | HUBBALLI | HAVERI | HAVERI | SHIGGAON | SHIGGAON RURAL
4846 | SHIGGAON_220KV | SHIGGAON_220KV | 241273361C | SHIGGAON_110KV | BANK-1 | F03 | C | F03-THIMMAPUR | INDUSTRIAL | HAVERI | SHIGGAON | HUBBALLI | HAVERI | HAVERI | SHIGGAON | SHIGGAON RURAL
4847 | SHIGGAON_220KV | SHIGGAON_220KV | 241273361D | SHIGGAON_110KV | BANK-1 | F04 | D | F04-HOSUR NJY | NJY | HAVERI | SHIGGAON | HUBBALLI | HAVERI | HAVERI | SHIGGAON | SHIGGAON RURAL
4848 | SHIGGAON_220KV | SHIGGAON_220KV | 241273361F | SHIGGAON_110KV | BANK-1 | F06 | F | F06-MALLUR IP | AGRICULTURE | HAVERI | SHIGGAON | HUBBALLI | HAVERI | HAVERI | SHIGGAON | SHIGGAON TOWN
4849 | SHIGGAON_220KV | SHIGGAON_220KV | 241273361G | SHIGGAON_110KV | BANK-2 | F07 | G | F07-HIREMANAKATTI NJY | NJY | HAVERI | SHIGGAON | HUBBALLI | HAVERI | HAVERI | SHIGGAON | HULGUR
4850 | SHIGGAON_220KV | SHIGGAON_220KV | 241273361H | SHIGGAON_110KV | BANK-2 | F08 | H | F08-GANJIGATTI NJY | NJY | HAVERI | SHIGGAON | HUBBALLI | HAVERI | HAVERI | SHIGGAON | SHIGGAON RURAL
4851 | SHIGGAON_220KV | SHIGGAON_220KV | 241273361J | SHIGGAON_110KV | BANK-2 | F10 | J | F10-SHIGGAON | URBAN NDHQ | HAVERI | SHIGGAON | HUBBALLI | HAVERI | HAVERI | SHIGGAON | SHIGGAON TOWN
4852 | SHIGGAON_220KV | SHIGGAON_220KV | 241273361K | SHIGGAON_110KV | BANK-2 | F11 | K | F11-BANNUR | AGRICULTURE | HAVERI | SHIGGAON | HUBBALLI | HAVERI | HAVERI | SHIGGAON | SHIGGAON RURAL
4853 | SHIGGAON_220KV | SHIGGAON_220KV | 241273361L | SHIGGAON_110KV | BANK-2 | F12 | L | F12-MADLI | AGRICULTURE | HAVERI | SHIGGAON | HUBBALLI | HAVERI | HAVERI | SHIGGAON | SHIGGAON RURAL
4854 | SHIGGAON_220KV | SHIGGAON_220KV | 241273361N | SHIGGAON_110KV | BANK-1 | F05 | N | F05-SURAPAGHATTI | AGRICULTURE | HAVERI | SHIGGAON | HUBBALLI | HAVERI | HAVERI | SHIGGAON | HULGUR
4858 | SHIGGAON_220KV | SHIGGAON_110KV | 241273298K | SHIGGAON_33KV | BANK-1 | F01 | K | F01-BASAVANAKATTI NJY | NJY | HAVERI | SHIGGAON | HUBBALLI | HAVERI | HAVERI | SHIGGAON | BANKAPUR RURAL
4859 | SHIGGAON_220KV | SHIGGAON_110KV | 241273298J | SHIGGAON_33KV | BANK-2 | F06 | J | F06-TOLL GATE NJY | NJY | HAVERI | SHIGGAON | HUBBALLI | HAVERI | HAVERI | SHIGGAON | BANKAPUR RURAL
4860 | SHIGGAON_220KV | SHIGGAON_110KV | 241273298D | SHIGGAON_33KV | BANK-1 | F04 | D | F04-KUSHAPURA | AGRICULTURE | HAVERI | SHIGGAON | HUBBALLI | HAVERI | HAVERI | SHIGGAON | BANKAPUR RURAL
4861 | SHIGGAON_220KV | SHIGGAON_110KV | 241273298E | SHIGGAON_33KV | BANK-2 | F07 | E | F07-MOTALLI NJY | NJY | HAVERI | SHIGGAON | HUBBALLI | HAVERI | HAVERI | SHIGGAON | SHIGGAON TOWN
4862 | SHIGGAON_220KV | SHIGGAON_110KV | 241273298F | SHIGGAON_33KV | BANK-1 | F02 | F | F02-KSRP | URBAN NDHQ | HAVERI | SHIGGAON | HUBBALLI | HAVERI | HAVERI | SHIGGAON | SHIGGAON TOWN
4863 | SHIGGAON_220KV | SHIGGAON_110KV | 241273298G | SHIGGAON_33KV | BANK-1 | F03 | G | F03-JAKINAKATTI | AGRICULTURE | HAVERI | SHIGGAON | HUBBALLI | HAVERI | HAVERI | SHIGGAON | BANKAPUR RURAL
4864 | SHIGGAON_220KV | SHIGGAON_110KV | 241273298I | SHIGGAON_33KV | BANK-2 | F05 | I | F05-HANUMARALLI | AGRICULTURE | HAVERI | SHIGGAON | HUBBALLI | HAVERI | HAVERI | SHIGGAON | SHIGGAON TOWN
4865 | SHIGGAON_220KV | SHIGGAON_110KV | 241273298H | SHIGGAON_33KV | BANK-2 | F08 | H | F08-COURT | URBAN NDHQ | HAVERI | SAVANUR | HUBBALLI | HAVERI | HAVERI | SHIGGAON | SHIGGAON TOWN
4867 | GADAG_220KV | GADAG_220KV | 251053414B | SHINGATALUR_110KV | BANK-1 | F02 | B | F02-SHINGATALUR | AGRICULTURE | GADAG | MUNDARGI | HUBBALLI | GADAG | GADAG | MUNDARGI | MUNDARGI URBAN
4868 | GADAG_220KV | GADAG_220KV | 251053414C | SHINGATALUR_110KV | BANK-1 | F07 | C | F07-HAMMAGI LIS | LIFT IRRIGATION | GADAG | MUNDARGI | HUBBALLI | GADAG | GADAG | MUNDARGI | MUNDARGI URBAN
4869 | GADAG_220KV | GADAG_220KV | 251053414D | SHINGATALUR_110KV | BANK-1 | F04 | D | F04-BIDARALLI NJY | NJY | GADAG | MUNDARGI | HUBBALLI | GADAG | GADAG | MUNDARGI | MUNDARGI URBAN
4870 | GADAG_220KV | GADAG_220KV | 251053414E | SHINGATALUR_110KV | BANK-1 | F05 | E | F05-BIDNAL IP | AGRICULTURE | GADAG | MUNDARGI | HUBBALLI | GADAG | GADAG | MUNDARGI | MUNDARGI URBAN
4871 | GADAG_220KV | GADAG_220KV | 251053414F | SHINGATALUR_110KV | BANK-1 | F06 | F | F06-HAMMAGI IP | AGRICULTURE | GADAG | MUNDARGI | HUBBALLI | GADAG | GADAG | MUNDARGI | MUNDARGI URBAN
4872 | GADAG_220KV | GADAG_220KV | 251053414G | SHINGATALUR_110KV | BANK-2 | F09 | G | F09-BIDARALLI IP | AGRICULTURE | GADAG | MUNDARGI | HUBBALLI | GADAG | GADAG | MUNDARGI | MUNDARGI URBAN
4873 | GADAG_220KV | GADAG_220KV | 251053414H | SHINGATALUR_110KV | BANK-2 | F08 | H | F08-GUMMAGOLA IP | AGRICULTURE | GADAG | MUNDARGI | HUBBALLI | GADAG | GADAG | MUNDARGI | MUNDARGI URBAN
4874 | GADAG_220KV | GADAG_220KV | 251053414K | SHINGATALUR_110KV | BANK-2 | F11 | K | F11-GANGAPURA IP | AGRICULTURE | GADAG | MUNDARGI | HUBBALLI | GADAG | GADAG | MUNDARGI | MUNDARGI URBAN
4875 | GADAG_220KV | GADAG_220KV | 251053414L | SHINGATALUR_110KV | BANK-2 | F12 | L | F12-SHIRANAHALLI NJY | NJY | GADAG | MUNDARGI | HUBBALLI | GADAG | GADAG | MUNDARGI | MUNDARGI URBAN
4876 | GADAG_220KV | GADAG_220KV | 251053414I | SHINGATALUR_110KV | BANK-1 | F03 | I | F03-MUNDAWAD | AGRICULTURE | GADAG | MUNDARGI | HUBBALLI | GADAG | GADAG | MUNDARGI | MUNDARGI URBAN
4877 | GADAG_220KV | GADAG_220KV | 251053414J | SHINGATALUR_110KV | BANK-2 | F10 | J | F10-TUNGABHADRA | AGRICULTURE | GADAG | MUNDARGI | HUBBALLI | GADAG | GADAG | MUNDARGI | MUNDARGI URBAN
4881 | B.BAGEWADI_220KV | B.BAGEWADI_220KV | 182405299L | SHIRABUR_110KV | BANK-1 | F01 | L | F01-HOSUR RIVER BED | AGRICULTURE | VIJAYAPUR | BABALESHWAR | BELAGAVI | VIJAYAPUR | VIJAYAPUR | BABALESHWAR | SO D.GENNUR
4882 | B.BAGEWADI_220KV | B.BAGEWADI_220KV | 182405299B | SHIRABUR_110KV | BANK-1 | F02 | B | F02-KANABUR MADDI | AGRICULTURE | VIJAYAPUR | VIJAYAPUR | BELAGAVI | VIJAYAPUR | VIJAYAPUR | BABALESHWAR | SO D.GENNUR
4883 | B.BAGEWADI_220KV | B.BAGEWADI_220KV | 182405299C | SHIRABUR_110KV | BANK-1 | F03 | C | F03-SHIRABUR | AGRICULTURE | VIJAYAPUR | VIJAYAPUR | BELAGAVI | VIJAYAPUR | VIJAYAPUR | BABALESHWAR | SO D.GENNUR
4884 | B.BAGEWADI_220KV | B.BAGEWADI_220KV | 182405299D | SHIRABUR_110KV | BANK-1 | F04 | D | F04-BABALADI | AGRICULTURE | VIJAYAPUR | VIJAYAPUR | BELAGAVI | VIJAYAPUR | VIJAYAPUR | BABALESHWAR | SO D.GENNUR
4885 | B.BAGEWADI_220KV | B.BAGEWADI_220KV | 182405299H | SHIRABUR_110KV | BANK-2 | F05 | H | F05-JAMBAGI | AGRICULTURE | VIJAYAPUR | VIJAYAPUR | BELAGAVI | VIJAYAPUR | VIJAYAPUR | BABALESHWAR | SO D.GENNUR
4886 | B.BAGEWADI_220KV | B.BAGEWADI_220KV | 182405299E | SHIRABUR_110KV | BANK-2 | F06 | E | F06-HOSUR | AGRICULTURE | VIJAYAPUR | VIJAYAPUR | BELAGAVI | VIJAYAPUR | VIJAYAPUR | BABALESHWAR | SO D.GENNUR
4887 | B.BAGEWADI_220KV | B.BAGEWADI_220KV | 182405299A | SHIRABUR_110KV | BANK-2 | F07 | A | F07-CHIKKA GALAGALI | AGRICULTURE | VIJAYAPUR | VIJAYAPUR | BELAGAVI | VIJAYAPUR | VIJAYAPUR | BABALESHWAR | SO D.GENNUR
4888 | B.BAGEWADI_220KV | B.BAGEWADI_220KV | 182405299N | SHIRABUR_110KV | BANK-2 | F08 | N | F08-CHIKKGALAGALI BRIDGE IP | AGRICULTURE | VIJAYAPUR | BABALESHWAR | BELAGAVI | VIJAYAPUR | VIJAYAPUR | BABALESHWAR | SO D.GENNUR
4889 | B.BAGEWADI_220KV | B.BAGEWADI_220KV | 182405299I | SHIRABUR_110KV | BANK-1 | F09 | I | F09-SHIRABUR NJY | NJY | VIJAYAPUR | VIJAYAPUR | BELAGAVI | VIJAYAPUR | VIJAYAPUR | BABALESHWAR | SO D.GENNUR
4890 | B.BAGEWADI_220KV | B.BAGEWADI_220KV | 182405299J | SHIRABUR_110KV | BANK-1 | F10 | J | F10-CHIKKAGALAGALI NJY | NJY | VIJAYAPUR | VIJAYAPUR | BELAGAVI | VIJAYAPUR | VIJAYAPUR | BABALESHWAR | SO D.GENNUR
4891 | B.BAGEWADI_220KV | B.BAGEWADI_220KV | 182405299K | SHIRABUR_110KV | BANK-1 | F11 | K | F11-KANABUR | AGRICULTURE | VIJAYAPUR | VIJAYAPUR | BELAGAVI | VIJAYAPUR | VIJAYAPUR | BABALESHWAR | SO D.GENNUR
4892 | B.BAGEWADI_220KV | B.BAGEWADI_220KV | 182405299G | SHIRABUR_110KV | BANK-3 | F12 | G | F12-SUTAGUNDI HALLA IP | AGRICULTURE | VIJAYAPUR | BABALESHWAR | BELAGAVI | VIJAYAPUR | VIJAYAPUR | BABALESHWAR | SO D.GENNUR
4893 | B.BAGEWADI_220KV | B.BAGEWADI_220KV | 182405299F | SHIRABUR_110KV | BANK-3 | F13 | F | F13-SUTAGUNDI | AGRICULTURE | VIJAYAPUR | VIJAYAPUR | BELAGAVI | VIJAYAPUR | VIJAYAPUR | BABALESHWAR | SO D.GENNUR
4894 | B.BAGEWADI_220KV | B.BAGEWADI_220KV | 182405299M | SHIRABUR_110KV | BANK-3 | F14 | M | F14-SUTAGUNDI RIVER BED | AGRICULTURE | VIJAYAPUR | BABALESHWAR | BELAGAVI | VIJAYAPUR | VIJAYAPUR | BABALESHWAR | SO D.GENNUR
4895 | B.BAGEWADI_220KV | B.BAGEWADI_220KV | 182405299O | SHIRABUR_110KV | BANK-3 | F16 | O | F16-JAMBAGI RIVER BED | AGRICULTURE | VIJAYAPUR | BABALESHWAR | BELAGAVI | VIJAYAPUR | VIJAYAPUR | BABALESHWAR | SO D.GENNUR
4900 | ATHANI_220KV | ATHANI_110KV | 130103302A | SHIRAHATTI_33KV | BANK-1 | F01 | A | F01-SAVADI RIVER BED | AGRICULTURE | BELAGAVI | ATHANI | BELAGAVI | CHIKKODI | ATHANI | ATHANI | SATTI
4901 | ATHANI_220KV | ATHANI_110KV | 130101302B | SHIRAHATTI_33KV | BANK-1 | F02 | B | F02-SHIRAHATTI IP | AGRICULTURE | BELAGAVI | ATHANI | BELAGAVI | CHIKKODI | ATHANI | AIGALI | KOKATANUR
4902 | ATHANI_220KV | ATHANI_110KV | 130101302C | SHIRAHATTI_33KV | BANK-2 | F03 | C | F03-MIRJIHAL | AGRICULTURE | BELAGAVI | ATHANI | BELAGAVI | CHIKKODI | ATHANI | AIGALI | KOKATANUR
4903 | ATHANI_220KV | ATHANI_110KV | 130101302D | SHIRAHATTI_33KV | BANK-2 | F04 | D | F04-BALAWAD + RC MADDI | AGRICULTURE | BELAGAVI | ATHANI | BELAGAVI | CHIKKODI | ATHANI | AIGALI | KOKATANUR
4904 | ATHANI_220KV | ATHANI_110KV | 130101302E | SHIRAHATTI_33KV | BANK-1 | F05 | E | F05-SHIRAHATTI NJY | NJY | BELAGAVI | ATHANI | BELAGAVI | CHIKKODI | ATHANI | AIGALI | KOKATANUR
4906 | KUDACHI_220KV | KUDACHI_220KV | 130178412A | SHIRAGUPPI(ATN)_110KV | BANK-1 | F01 | A | F01-SHEDABAL IP | AGRICULTURE | BELAGAVI | ATHANI | BELAGAVI | CHIKKODI | ATHANI | UGAR | KAGAWAD
4908 | KUDACHI_220KV | KUDACHI_220KV | 130178412C | SHIRAGUPPI(ATN)_110KV | BANK-1 | F03 | C | F03-JUGUL IP | AGRICULTURE | BELAGAVI | ATHANI | BELAGAVI | CHIKKODI | ATHANI | UGAR | KAGAWAD
4909 | KUDACHI_220KV | KUDACHI_220KV | 130178412D | SHIRAGUPPI(ATN)_110KV | BANK-1 | F04 | D | F04-MANGAVATI IP | AGRICULTURE | BELAGAVI | ATHANI | BELAGAVI | CHIKKODI | ATHANI | UGAR | KAGAWAD
4910 | KUDACHI_220KV | KUDACHI_220KV | 130178412F | SHIRAGUPPI(ATN)_110KV | BANK-1 | F05 | F | F05-SHIRAGUPPI IP | AGRICULTURE | BELAGAVI | ATHANI | BELAGAVI | CHIKKODI | ATHANI | UGAR | KAGAWAD
4911 | KUDACHI_220KV | KUDACHI_220KV | 130178412E | SHIRAGUPPI(ATN)_110KV | BANK-1 | F06 | E | F06-SHIRGUPPI TOWN NJY | NJY | BELAGAVI | KAGAWAD | BELAGAVI | CHIKKODI | ATHANI | UGAR | KAGAWAD
4912 | KUDACHI_220KV | KUDACHI_220KV | 130178412K | SHIRAGUPPI(ATN)_110KV | BANK-2 | F10 | K | F10-LAXMI GUDI | AGRICULTURE | BELAGAVI | KAGAWAD | BELAGAVI | CHIKKODI | ATHANI | UGAR | KAGAWAD
4913 | KUDACHI_220KV | KUDACHI_220KV | 130178412L | SHIRAGUPPI(ATN)_110KV | BANK-2 | F09 | L | F09-SHAHAPUR IP | AGRICULTURE | BELAGAVI | KAGAWAD | BELAGAVI | CHIKKODI | ATHANI | UGAR | KAGAWAD
4914 | KUDACHI_220KV | KUDACHI_220KV | 130178412M | SHIRAGUPPI(ATN)_110KV | BANK-2 | F12 | M | F12-GUTTI BASAVANNA IP | AGRICULTURE | BELAGAVI | KAGAWAD | BELAGAVI | CHIKKODI | ATHANI | UGAR | KAGAWAD
4921 | VAJRAMATTI_220KV | VAJRAMATTI_220KV | 111910303A | SHIRGUPPI_110KV | BANK-1 | F01 | A | F01-KARIBENCHI | AGRICULTURE | BAGALKOT | BILAGI | BELAGAVI | BAGALKOT | MUDHOL | BILAGI | ANAGAWADI
4922 | VAJRAMATTI_220KV | VAJRAMATTI_220KV | 111910303B | SHIRGUPPI_110KV | BANK-3 | F13 | B | F13-K THANDA | AGRICULTURE | BAGALKOT | BILAGI | BELAGAVI | BAGALKOT | MUDHOL | BILAGI | KATARKI
4923 | VAJRAMATTI_220KV | VAJRAMATTI_220KV | 111910303C | SHIRGUPPI_110KV | BANK-2 | F10 | C | F10-KOVALLI | AGRICULTURE | BAGALKOT | BILAGI | BELAGAVI | BAGALKOT | MUDHOL | BILAGI | ANAGAWADI
4924 | VAJRAMATTI_220KV | VAJRAMATTI_220KV | 111910303D | SHIRGUPPI_110KV | BANK-1 | F04 | D | F04-BUDHIHAL | AGRICULTURE | BAGALKOT | BILAGI | BELAGAVI | BAGALKOT | MUDHOL | BILAGI | ANAGAWADI
4925 | VAJRAMATTI_220KV | VAJRAMATTI_220KV | 111910303E | SHIRGUPPI_110KV | BANK-1 | F05 | E | F05-KUNDARAGI NJY | NJY | BAGALKOT | BILAGI | BELAGAVI | BAGALKOT | MUDHOL | BILAGI | KATARKI
4926 | VAJRAMATTI_220KV | VAJRAMATTI_220KV | 111910303N | SHIRGUPPI_110KV | BANK-1 | F06 | N | F06-BAVALATTI | AGRICULTURE | BAGALKOT | BILAGI | BELAGAVI | BAGALKOT | MUDHOL | BILAGI | ANAGAWADI
4927 | VAJRAMATTI_220KV | VAJRAMATTI_220KV | 111910303G | SHIRGUPPI_110KV | BANK-1 | F03 | G | F03-KUNDARGI (S) | AGRICULTURE | BAGALKOT | BILAGI | BELAGAVI | BAGALKOT | MUDHOL | BILAGI | KATARKI
4929 | VAJRAMATTI_220KV | VAJRAMATTI_220KV | 111910303I | SHIRGUPPI_110KV | BANK-3 | F12 | I | F12-SUNAGA | AGRICULTURE | BAGALKOT | BILAGI | BELAGAVI | BAGALKOT | MUDHOL | BILAGI | ANAGAWADI
4930 | VAJRAMATTI_220KV | VAJRAMATTI_220KV | 111910303J | SHIRGUPPI_110KV | BANK-1 | F02 | J | F02-B MATH | AGRICULTURE | BAGALKOT | BILAGI | BELAGAVI | BAGALKOT | MUDHOL | BILAGI | ANAGAWADI
4931 | VAJRAMATTI_220KV | VAJRAMATTI_220KV | 111910303O | SHIRGUPPI_110KV | BANK-2 | F11 | O | F11-HULIBENCHI | AGRICULTURE | BAGALKOT | BILAGI | BELAGAVI | BAGALKOT | MUDHOL | BILAGI | KATARKI
4932 | VAJRAMATTI_220KV | VAJRAMATTI_220KV | 111910303L | SHIRGUPPI_110KV | BANK-2 | F09 | L | F09-VENKATAPUR | AGRICULTURE | BAGALKOT | BILAGI | BELAGAVI | BAGALKOT | MUDHOL | BILAGI | ANAGAWADI
4933 | VAJRAMATTI_220KV | VAJRAMATTI_220KV | 111910303M | SHIRGUPPI_110KV | BANK-3 | F15 | M | F15-CANAL | AGRICULTURE | BAGALKOT | BILAGI | BELAGAVI | BAGALKOT | MUDHOL | BILAGI | KATARKI
4940 | GADAG_220KV | GADAG_220KV | 251048304A | SHIRAHATTI_110KV | BANK-2 | F10 | A | F10-SHIRHATTI | URBAN NDHQ | GADAG | SHIRHATTI | HUBBALLI | GADAG | GADAG | LAXMESHWAR | SHIRAHATTI
4941 | GADAG_220KV | GADAG_220KV | 251048304B | SHIRAHATTI_110KV | BANK-2 | F12 | B | F12-MAGADI | AGRICULTURE | GADAG | SHIRHATTI | HUBBALLI | GADAG | GADAG | LAXMESHWAR | SHIRAHATTI
4942 | GADAG_220KV | GADAG_220KV | 251048304C | SHIRAHATTI_110KV | BANK-1 | F02 | C | F02-CHABBI | AGRICULTURE | GADAG | SHIRHATTI | HUBBALLI | GADAG | GADAG | LAXMESHWAR | SHIRAHATTI
4943 | GADAG_220KV | GADAG_220KV | 251067304D | SHIRAHATTI_110KV | BANK-1 | F04 | D | F04-VENKATESHWAR | AGRICULTURE | GADAG | GADAG | HUBBALLI | GADAG | GADAG | GADAG RSD | MULAGUND
4944 | GADAG_220KV | GADAG_220KV | 251048304E | SHIRAHATTI_110KV | BANK-1 | F05 | E | F05-KADKOL | AGRICULTURE | GADAG | SHIRHATTI | HUBBALLI | GADAG | GADAG | LAXMESHWAR | SHIRAHATTI
4945 | GADAG_220KV | GADAG_220KV | 251048304M | SHIRAHATTI_110KV | BANK-1 | F03 | M | F03-VARAVI IP | AGRICULTURE | GADAG | SHIRHATTI | HUBBALLI | GADAG | GADAG | LAXMESHWAR | SHIRAHATTI
4946 | GADAG_220KV | GADAG_220KV | 251048304F | SHIRAHATTI_110KV | BANK-1 | F06 | F | F06-JELLIGERI NJY | NJY | GADAG | SHIRHATTI | HUBBALLI | GADAG | GADAG | LAXMESHWAR | SHIRAHATTI
4947 | GADAG_220KV | GADAG_220KV | 251067304G | SHIRAHATTI_110KV | BANK-2 | F08 | G | F08-SORATUR NJY | NJY | GADAG | GADAG | HUBBALLI | GADAG | GADAG | GADAG RSD | MULAGUND
4948 | GADAG_220KV | GADAG_220KV | 251048304H | SHIRAHATTI_110KV | BANK-2 | F11 | H | F11-SHIRAHATTI INDUSTRIAL | INDUSTRIAL | GADAG | SHIRHATTI | HUBBALLI | GADAG | GADAG | LAXMESHWAR | SHIRAHATTI
4949 | GADAG_220KV | GADAG_220KV | 251067304I | SHIRAHATTI_110KV | BANK-2 | F13 | I | F13-BELADADI WATER SUPPLY | WATER SUPPLY | GADAG | SHIRHATTI | HUBBALLI | GADAG | GADAG | GADAG RSD | MULAGUND
4950 | GADAG_220KV | GADAG_220KV | 251067304J | SHIRAHATTI_110KV | BANK-2 | F09 | J | F09-BASAPUR NJY | NJY | GADAG | GADAG | HUBBALLI | GADAG | GADAG | GADAG RSD | MULAGUND
4951 | GADAG_220KV | GADAG_220KV | 251048304K | SHIRAHATTI_110KV | BANK-1 | F07 | K | F07-GOJANUR NJY | NJY | GADAG | SHIRHATTI | HUBBALLI | GADAG | GADAG | LAXMESHWAR | SHIRAHATTI
4952 | GADAG_220KV | GADAG_220KV | 251048304L | SHIRAHATTI_110KV | BANK-1 | F01 | L | F01-RANICHENNAMA | INDUSTRIAL | GADAG | SHIRHATTI | HUBBALLI | GADAG | GADAG | LAXMESHWAR | SHIRAHATTI
4957 | KUDACHI_220KV | KUDACHI_110KV | 132081383A | SHIRGUR_33KV | BANK-1 | F01 | A | F01-KALMESHWAR NAGAR | AGRICULTURE | BELAGAVI | RAIBAG | BELAGAVI | CHIKKODI | RAIBAG | KUDACHI | YALPARATTI
4958 | KUDACHI_220KV | KUDACHI_110KV | 132081383B | SHIRGUR_33KV | BANK-1 | F02 | B | F02-HALASHIRGUR | AGRICULTURE | BELAGAVI | RAIBAG | BELAGAVI | CHIKKODI | RAIBAG | KUDACHI | KUDACHI-2
4960 | KUDACHI_220KV | KUDACHI_110KV | 132081383C | SHIRGUR_33KV | BANK-1 | F04 | C | F04-HALSIDDESHWAR | AGRICULTURE | BELAGAVI | RAIBAG | BELAGAVI | CHIKKODI | RAIBAG | KUDACHI | KUDACHI
4961 | KUDACHI_220KV | KUDACHI_110KV | 132081383D | SHIRGUR_33KV | BANK-2 | F05 | D | F05-MATHAPATI TOTA | AGRICULTURE | BELAGAVI | RAIBAG | BELAGAVI | CHIKKODI | RAIBAG | KUDACHI | KUDACHI
4962 | KUDACHI_220KV | KUDACHI_110KV | 132081383E | SHIRGUR_33KV | BANK-2 | F07 | E | F07-BRAHMANAND MATH | AGRICULTURE | BELAGAVI | RAIBAG | BELAGAVI | CHIKKODI | RAIBAG | KUDACHI | YALPARATTI
4963 | KUDACHI_220KV | KUDACHI_110KV | 132081383H | SHIRGUR_33KV | BANK-2 | F08 | H | F08-PARMANANDWADI NJY | NJY | BELAGAVI | RAIBAG | BELAGAVI | CHIKKODI | RAIBAG | KUDACHI | YALPARATTI
4964 | KUDACHI_220KV | KUDACHI_110KV | 132081383I | SHIRGUR_33KV | BANK-2 | F06 | I | F06-KRISHNA RIVER | AGRICULTURE | BELAGAVI | RAIBAG | BELAGAVI | CHIKKODI | RAIBAG | KUDACHI | KUDACHI
4966 | MAHALINGAPUR_220KV | MAHALINGAPUR_220KV | 111952305B | SHIROL_110KV | BANK-1 | F03 | B | F03-KULALI-3 | AGRICULTURE | BAGALKOT | MUDHOL | BELAGAVI | BAGALKOT | MUDHOL | MUDHOL | MUGULAKHOD
4967 | MAHALINGAPUR_220KV | MAHALINGAPUR_220KV | 111750305C | SHIROL_110KV | BANK-1 | F02 | C | F02-MALAPUR-1 | AGRICULTURE | BAGALKOT | MUDHOL | BELAGAVI | BAGALKOT | MUDHOL | MUDHOL | MUGULAKHOD
4968 | MAHALINGAPUR_220KV | MAHALINGAPUR_220KV | 111750305D | SHIROL_110KV | BANK-1 | F04 | D | F04-SHIROL III | AGRICULTURE | BAGALKOT | MUDHOL | BELAGAVI | BAGALKOT | MUDHOL | MUDHOL | MUGULAKHOD
4969 | MAHALINGAPUR_220KV | MAHALINGAPUR_220KV | 111750305E | SHIROL_110KV | BANK-1 | F05 | E | F05-SHIROL I | AGRICULTURE | BAGALKOT | MUDHOL | BELAGAVI | BAGALKOT | MUDHOL | MUDHOL | MUGULAKHOD
4970 | MAHALINGAPUR_220KV | MAHALINGAPUR_220KV | 111750305F | SHIROL_110KV | BANK-1 | F06 | F | F06-SHIROL II | AGRICULTURE | BAGALKOT | MUDHOL | BELAGAVI | BAGALKOT | MUDHOL | MUDHOL | MUGULAKHOD
4972 | MAHALINGAPUR_220KV | MAHALINGAPUR_220KV | 111750305H | SHIROL_110KV | BANK-2 | F08 | H | F08-KULALI-1 | AGRICULTURE | BAGALKOT | MUDHOL | BELAGAVI | BAGALKOT | MUDHOL | MUDHOL | MUGULAKHOD
4973 | MAHALINGAPUR_220KV | MAHALINGAPUR_220KV | 111750305I | SHIROL_110KV | BANK-2 | F09 | I | F09-KULALI-2 | AGRICULTURE | BAGALKOT | MUDHOL | BELAGAVI | BAGALKOT | MUDHOL | MUDHOL | MUGULAKHOD
4974 | MAHALINGAPUR_220KV | MAHALINGAPUR_220KV | 111750305J | SHIROL_110KV | BANK-2 | F10 | J | F10-SARAKARI VADDA I | AGRICULTURE | BAGALKOT | MUDHOL | BELAGAVI | BAGALKOT | MUDHOL | MUDHOL | MUGULAKHOD
4975 | MAHALINGAPUR_220KV | MAHALINGAPUR_220KV | 111750305K | SHIROL_110KV | BANK-2 | F11 | K | F11-SARAKARI VADDA II | AGRICULTURE | BAGALKOT | MUDHOL | BELAGAVI | BAGALKOT | MUDHOL | MUDHOL | MUGULAKHOD
4976 | MAHALINGAPUR_220KV | MAHALINGAPUR_220KV | 111750305L | SHIROL_110KV | BANK-2 | F12 | L | F12-SHIROL NJY | NJY | BAGALKOT | MUDHOL | BELAGAVI | BAGALKOT | MUDHOL | MUDHOL | MUGULAKHOD
4977 | MAHALINGAPUR_220KV | MAHALINGAPUR_220KV | 111750305M | SHIROL_110KV | BANK-2 | F13 | M | F13-KURADADDI I | AGRICULTURE | BAGALKOT | MUDHOL | BELAGAVI | BAGALKOT | MUDHOL | MUDHOL | MUGULAKHOD
4978 | MAHALINGAPUR_220KV | MAHALINGAPUR_220KV | 111750305N | SHIROL_110KV | BANK-2 | F14 | N | F14-KURADADDI II | AGRICULTURE | BAGALKOT | MUDHOL | BELAGAVI | BAGALKOT | MUDHOL | MUDHOL | MUGULAKHOD
4979 | MAHALINGAPUR_220KV | MAHALINGAPUR_220KV | 111750305O | SHIROL_110KV | BANK-3 | F15 | O | F15-SIDDAPUR WATER SUPPLY | WATER SUPPLY | BAGALKOT | MUDHOL | BELAGAVI | BAGALKOT | MUDHOL | MUDHOL | MUGULAKHOD
4980 | MAHALINGAPUR_220KV | MAHALINGAPUR_220KV | 111750305P | SHIROL_110KV | BANK-3 | F16 | P | F16-BUDNI I | AGRICULTURE | BAGALKOT | MUDHOL | BELAGAVI | BAGALKOT | MUDHOL | MUDHOL | MUGULAKHOD
4981 | MAHALINGAPUR_220KV | MAHALINGAPUR_220KV | 111750305Q | SHIROL_110KV | BANK-3 | F17 | Q | F17-SORGOAN IP | AGRICULTURE | BAGALKOT | MUDHOL | BELAGAVI | BAGALKOT | MUDHOL | MUDHOL | MUGULAKHOD
4982 | MAHALINGAPUR_220KV | MAHALINGAPUR_220KV | 111750305R | SHIROL_110KV | BANK-3 | F18 | R | F18-BUDNI II | AGRICULTURE | BAGALKOT | MUDHOL | BELAGAVI | BAGALKOT | MUDHOL | MUDHOL | MUGULAKHOD
4983 | MAHALINGAPUR_220KV | MAHALINGAPUR_220KV | 111952305S | SHIROL_110KV | BANK-3 | F19 | S | F19-MALAPUR-2 | AGRICULTURE | BAGALKOT | MUDHOL | BELAGAVI | BAGALKOT | MUDHOL | MUDHOL | MUGULAKHOD
4984 | MAHALINGAPUR_220KV | MAHALINGAPUR_220KV | 111952305T | SHIROL_110KV | BANK-3 | F20 | T | F20-YALLAMMA GUDI | AGRICULTURE | BAGALKOT | MUDHOL | BELAGAVI | BAGALKOT | MUDHOL | MUDHOL | MUGULAKHOD
4988 | BIDNAL_220KV | KONNUR_110KV | 252655401A | SHIROL_33KV | BANK-1 | F01 | A | F01-KAPLI NJY | NJY | GADAG | NARGUND | HUBBALLI | GADAG | RON | NARGUND | KONNUR
4989 | BIDNAL_220KV | KONNUR_110KV | 252655401B | SHIROL_33KV | BANK-1 | F02 | B | F02-KITTALI IP | AGRICULTURE | GADAG | NARGUND | HUBBALLI | GADAG | RON | NARGUND | KONNUR
4990 | BIDNAL_220KV | KONNUR_110KV | 252655401C | SHIROL_33KV | BANK-1 | F03 | C | F03-MEGUR LIS | LIFT IRRIGATION | GADAG | NARGUND | HUBBALLI | GADAG | RON | NARGUND | KONNUR
4991 | BIDNAL_220KV | KONNUR_110KV | 252655401D | SHIROL_33KV | BANK-1 | F04 | D | F04-RADDERNAGANOOR IP | AGRICULTURE | GADAG | NARGUND | HUBBALLI | GADAG | RON | NARGUND | KONNUR
4992 | BAGALKOT_220KV | GULEDAGUDD_110KV | 110365306G | SHIRUR_33KV | BANK-1 | F01 | G | F01-NEELANAGAR NJY | NJY | BAGALKOT | BAGALKOT | BELAGAVI | BAGALKOT | BAGALKOT | BAGALKOT RSD | RURAL-I
4993 | BAGALKOT_220KV | GULEDAGUDD_110KV | 110365306B | SHIRUR_33KV | BANK-1 | F02 | B | F02-SANGAMA CROSS IP | AGRICULTURE | BAGALKOT | BAGALKOT | BELAGAVI | BAGALKOT | BAGALKOT | BAGALKOT RSD | RURAL-I
4994 | BAGALKOT_220KV | GULEDAGUDD_110KV | 110365306C | SHIRUR_33KV | BANK-1 | F03 | C | F03-VARTIKATTI IP | AGRICULTURE | BAGALKOT | BAGALKOT | BELAGAVI | BAGALKOT | BAGALKOT | BAGALKOT RSD | RURAL-I
4995 | BAGALKOT_220KV | GULEDAGUDD_110KV | 110365306D | SHIRUR_33KV | BANK-2 | F04 | D | F04-SHIRUR IP | AGRICULTURE | BAGALKOT | BAGALKOT | BELAGAVI | BAGALKOT | BAGALKOT | BAGALKOT RSD | RURAL-I
4996 | BAGALKOT_220KV | GULEDAGUDD_110KV | 110365306E | SHIRUR_33KV | BANK-2 | F05 | E | F05-LINGAPUR IP | AGRICULTURE | BAGALKOT | BAGALKOT | BELAGAVI | BAGALKOT | BAGALKOT | BAGALKOT RSD | RURAL-I
4997 | BAGALKOT_220KV | GULEDAGUDD_110KV | 110365306F | SHIRUR_33KV | BANK-2 | F06 | F | F06-FACTORY | INDUSTRIAL | BAGALKOT | BAGALKOT | BELAGAVI | BAGALKOT | BAGALKOT | BAGALKOT RSD | RURAL-I
4998 | BAGALKOT_220KV | GULEDAGUDD_110KV | 110365306A | SHIRUR_33KV | BANK-1 | F07 | A | F07-SHIRUR NJY | NJY | BAGALKOT | BAGALKOT | BELAGAVI | BAGALKOT | BAGALKOT | BAGALKOT RSD | RURAL-I
4999 | BAGALKOT_220KV | GULEDAGUDD_110KV | 110331306H | SHIRUR_33KV | BANK-1 | F08 | H | F08-TOGUNSHI WATER SUPPLY | WATER SUPPLY | BAGALKOT | BAGALKOT | BELAGAVI | BAGALKOT | BAGALKOT | GULEDAGUDD | GULEDAGUDD
5001 | ATHANI_220KV | ATHANI_110KV | 130103393A | SHIRUR(ATN)_33KV | BANK-1 | F01 | A | F01-SAMBARAGI | AGRICULTURE | BELAGAVI | ATHANI | BELAGAVI | CHIKKODI | ATHANI | ATHANI | JAMBAGI
5002 | ATHANI_220KV | ATHANI_110KV | 130103393B | SHIRUR(ATN)_33KV | BANK-1 | F03 | B | F03-SHIRUR | AGRICULTURE | BELAGAVI | ATHANI | BELAGAVI | CHIKKODI | ATHANI | ATHANI | JAMBAGI
5003 | ATHANI_220KV | ATHANI_110KV | 130103393C | SHIRUR(ATN)_33KV | BANK-1 | F02 | C | F02-ARALIHATTI | AGRICULTURE | BELAGAVI | ATHANI | BELAGAVI | CHIKKODI | ATHANI | ATHANI | JAMBAGI
5004 | ATHANI_220KV | ATHANI_110KV | 130103393D | SHIRUR(ATN)_33KV | BANK-1 | F04 | D | F04-KHILEGAON_SHIRUR | AGRICULTURE | BELAGAVI | ATHANI | BELAGAVI | CHIKKODI | ATHANI | ATHANI | JAMBAGI
5005 | ATHANI_220KV | ATHANI_110KV | 130103393E | SHIRUR(ATN)_33KV | BANK-2 | F05 | E | F05-PANDEGAON | AGRICULTURE | BELAGAVI | ATHANI | BELAGAVI | CHIKKODI | ATHANI | ATHANI | JAMBAGI
5006 | ATHANI_220KV | ATHANI_110KV | 130103393F | SHIRUR(ATN)_33KV | BANK-2 | F06 | F | F06-BASAVESHWAR NJY | NJY | BELAGAVI | ATHANI | BELAGAVI | CHIKKODI | ATHANI | ATHANI | JAMBAGI
5007 | ATHANI_220KV | ATHANI_110KV | 130103393G | SHIRUR(ATN)_33KV | BANK-2 | F07 | G | F07-AJUR | AGRICULTURE | BELAGAVI | ATHANI | BELAGAVI | CHIKKODI | ATHANI | ATHANI | JAMBAGI
5008 | ATHANI_220KV | ATHANI_110KV | 130103393H | SHIRUR(ATN)_33KV | BANK-2 | F08 | H | F08-CHANDRAPPAWADI | AGRICULTURE | BELAGAVI | ATHANI | BELAGAVI | CHIKKODI | ATHANI | ATHANI | JAMBAGI
5013 | BELAGAVI_220KV | KANABARGILAYOUT(AUTONAGAR)_110KV | 120624403B | SHRINAGAR GIS_33KV | BANK-1 | F02 | B | F02-SHRINAGAR GIS | URBAN DHQ | BELAGAVI | BELAGAVI | BELAGAVI | BELAGAVI | BELAGAVI URBAN | BELAGAVI CSD-3 | SO-4
5014 | BELAGAVI_220KV | KANABARGILAYOUT(AUTONAGAR)_110KV | 120624403C | SHRINAGAR GIS_33KV | BANK-1 | F03 | C | F03-ANJANEYANAGAR GIS | URBAN DHQ | BELAGAVI | BELAGAVI | BELAGAVI | BELAGAVI | BELAGAVI URBAN | BELAGAVI CSD-3 | SO-4
5016 | BELAGAVI_220KV | KANABARGILAYOUT(AUTONAGAR)_110KV | 120624403E | SHRINAGAR GIS_33KV | BANK-2 | F05 | E | F05-MAHANTESHNAGAR GIS | URBAN DHQ | BELAGAVI | BELAGAVI | BELAGAVI | BELAGAVI | BELAGAVI URBAN | BELAGAVI CSD-3 | SO-4
5017 | BELAGAVI_220KV | KANABARGILAYOUT(AUTONAGAR)_110KV | 120624403F | SHRINAGAR GIS_33KV | BANK-2 | F06 | F | F06-ASHOKNAGAR GIS | URBAN DHQ | BELAGAVI | BELAGAVI | BELAGAVI | BELAGAVI | BELAGAVI URBAN | BELAGAVI CSD-3 | SO-1
5018 | BELAGAVI_220KV | KANABARGILAYOUT(AUTONAGAR)_110KV | 120624403G | SHRINAGAR GIS_33KV | BANK-2 | F07 | G | F07-ICMR | INDUSTRIAL | BELAGAVI | BELAGAVI | BELAGAVI | BELAGAVI | BELAGAVI URBAN | BELAGAVI CSD-3 | SO-9
5019 | BELAGAVI_220KV | KANABARGILAYOUT(AUTONAGAR)_110KV | 120624403H | SHRINAGAR GIS_33KV | BANK-2 | F08 | H | F08-CHENNAMMA CIRCLE GIS | URBAN DHQ | BELAGAVI | BELAGAVI | BELAGAVI | BELAGAVI | BELAGAVI URBAN | BELAGAVI CSD-3 | SO-1
5020 | TALAGUPPA_110KV | JOG_110KV | 272374307A | SIDDAPUR_110KV | BANK-2 | F10 | A | F10-BILAGI | RURAL | UTTAR KANNADA | SIDDAPUR | HUBBALLI | SIRSI | SIRSI | SIDDAPUR | BILAGI
5021 | TALAGUPPA_110KV | JOG_110KV | 272374307B | SIDDAPUR_110KV | BANK-3 | F04 | B | F04-HARSIKATTA | RURAL | UTTAR KANNADA | SIDDAPUR | HUBBALLI | SIRSI | SIRSI | SIDDAPUR | HERUR
5022 | TALAGUPPA_110KV | JOG_110KV | 272374307C | SIDDAPUR_110KV | BANK-3 | F12 | C | F12-KANASUR | RURAL | UTTAR KANNADA | SIDDAPUR | HUBBALLI | SIRSI | SIRSI | SIDDAPUR | RURAL
5023 | TALAGUPPA_110KV | JOG_110KV | 272374307D | SIDDAPUR_110KV | BANK-2 | F09 | D | F09-DODMANE | RURAL | UTTAR KANNADA | SIDDAPUR | HUBBALLI | SIRSI | SIRSI | SIDDAPUR | BILAGI
5024 | TALAGUPPA_110KV | JOG_110KV | 272374307E | SIDDAPUR_110KV | BANK-2 | F07 | E | F07-AKKUNJI | RURAL | UTTAR KANNADA | SIDDAPUR | HUBBALLI | SIRSI | SIRSI | SIDDAPUR | RURAL
5025 | TALAGUPPA_110KV | JOG_110KV | 272374307F | SIDDAPUR_110KV | BANK-1 | F03 | F | F03-SIDDAPUR | URBAN NDHQ | UTTAR KANNADA | SIDDAPUR | HUBBALLI | SIRSI | SIRSI | SIDDAPUR | TOWN
5026 | TALAGUPPA_110KV | JOG_110KV | 272374307G | SIDDAPUR_110KV | BANK-1 | F01 | G | F01-ARENDOOR | URBAN NDHQ | UTTAR KANNADA | SIDDAPUR | HUBBALLI | SIRSI | SIRSI | SIDDAPUR | TOWN
5027 | TALAGUPPA_110KV | JOG_110KV | 272374307I | SIDDAPUR_110KV | BANK-1 | F05 | I | F05-HERUR | RURAL | UTTAR KANNADA | SIDDAPUR | HUBBALLI | SIRSI | SIRSI | SIDDAPUR | HERUR
5028 | TALAGUPPA_110KV | JOG_110KV | 272374307H | SIDDAPUR_110KV | BANK-2 | F08 | H | F08-HALAGERI | RURAL | UTTAR KANNADA | SIDDAPUR | HUBBALLI | SIRSI | SIRSI | SIDDAPUR | RURAL
5029 | TALAGUPPA_110KV | JOG_110KV | 272374307J | SIDDAPUR_110KV | BANK-1 | F06 | J | F06-SHIRALAGI | RURAL | UTTAR KANNADA | SIDDAPUR | HUBBALLI | SIRSI | SIRSI | SIDDAPUR | RURAL
5030 | TALAGUPPA_110KV | JOG_110KV | 272374307K | SIDDAPUR_110KV | BANK-1 | F11 | K | F11-MANDLIKOPPA | RURAL | UTTAR KANNADA | SIDDAPUR | HUBBALLI | SIRSI | SIRSI | SIDDAPUR | RURAL
5031 | TALAGUPPA_110KV | JOG_110KV | 272374307L | SIDDAPUR_110KV | BANK-2 | F02 | L | F02-KONDLI | URBAN NDHQ | UTTAR KANNADA | SIDDAPUR | HUBBALLI | SIRSI | SIRSI | SIDDAPUR | TOWN
5034 | KARWAR_220KV | KARWAR(SHEJWAD)_110KV | 271843308D | SIDDAR_33KV | BANK-1 | F01 | D | F01-MALLAPUR EXPRESS | RURAL | UTTAR KANNADA | KARWAR | HUBBALLI | SIRSI | KARWAR | KARWAR | S.O.3 RURAL
5035 | KARWAR_220KV | KARWAR(SHEJWAD)_110KV | 271843308A | SIDDAR_33KV | BANK-1 | F03 | A | F03-KERWADI | RURAL | UTTAR KANNADA | KARWAR | HUBBALLI | SIRSI | KARWAR | KARWAR | S.O.3 RURAL
5036 | KARWAR_220KV | KARWAR(SHEJWAD)_110KV | 271843308B | SIDDAR_33KV | BANK-1 | F04 | B | F04-KINNER | RURAL | UTTAR KANNADA | KARWAR | HUBBALLI | SIRSI | KARWAR | KARWAR | S.O.3 RURAL
5037 | KARWAR_220KV | KARWAR(SHEJWAD)_110KV | 271843308C | SIDDAR_33KV | BANK-1 | F02 | C | F02-ITI SIDDAR | RURAL | UTTAR KANNADA | KARWAR | HUBBALLI | SIRSI | KARWAR | KARWAR | S.O.3 RURAL
5040 | BAGALKOT_220KV | BAGALKOT_220KV | 110365309B | SIGIKERI_110KV | BANK-1 | F02 | B | F02-GUNDANAPALLE | AGRICULTURE | BAGALKOT | BAGALKOT | BELAGAVI | BAGALKOT | BAGALKOT | BAGALKOT RSD | RURAL-I
5041 | BAGALKOT_220KV | BAGALKOT_220KV | 110365309C | SIGIKERI_110KV | BANK-1 | F03 | C | F03-SANGAMA CROSS | AGRICULTURE | BAGALKOT | BAGALKOT | BELAGAVI | BAGALKOT | BAGALKOT | BAGALKOT RSD | RURAL-I
5042 | BAGALKOT_220KV | BAGALKOT_220KV | 110365309D | SIGIKERI_110KV | BANK-1 | F04 | D | F04-HONNAKATTI | AGRICULTURE | BAGALKOT | BAGALKOT | BELAGAVI | BAGALKOT | BAGALKOT | BAGALKOT RSD | RURAL-I
5043 | BAGALKOT_220KV | BAGALKOT_220KV | 110365309E | SIGIKERI_110KV | BANK-1 | F05 | E | F05-BEVINAMATTI | AGRICULTURE | BAGALKOT | BAGALKOT | BELAGAVI | BAGALKOT | BAGALKOT | BAGALKOT RSD | RURAL-I
5044 | BAGALKOT_220KV | BAGALKOT_220KV | 110365309F | SIGIKERI_110KV | BANK-1 | F06 | F | F06-BAGALKOT WATER SUPPLY | URBAN DHQ | BAGALKOT | BAGALKOT | BELAGAVI | BAGALKOT | BAGALKOT | BAGALKOT CSD | CITY-2
5045 | BAGALKOT_220KV | BAGALKOT_220KV | 110365309G | SIGIKERI_110KV | BANK-2 | F07 | G | F07-IP SET | AGRICULTURE | BAGALKOT | BAGALKOT | BELAGAVI | BAGALKOT | BAGALKOT | BAGALKOT RSD | RURAL-I
5046 | BAGALKOT_220KV | BAGALKOT_220KV | 110365309H | SIGIKERI_110KV | BANK-2 | F08 | H | F08-R.SCHOOL NJY | NJY | BAGALKOT | BAGALKOT | BELAGAVI | BAGALKOT | BAGALKOT | BAGALKOT RSD | RURAL-I
5047 | BAGALKOT_220KV | BAGALKOT_220KV | 110316309M | SIGIKERI_110KV | BANK-2 | F09 | M | F09-BVVS CAMPUS | URBAN DHQ | BAGALKOT | BAGALKOT | BELAGAVI | BAGALKOT | BAGALKOT | BAGALKOT CSD | CITY-2
5048 | BAGALKOT_220KV | BAGALKOT_220KV | 110316309J | SIGIKERI_110KV | BANK-2 | F10 | J | F10-KHB COLONY | URBAN DHQ | BAGALKOT | BAGALKOT | BELAGAVI | BAGALKOT | BAGALKOT | BAGALKOT CSD | CITY-2
5049 | BAGALKOT_220KV | BAGALKOT_220KV | 110316309K | SIGIKERI_110KV | BANK-2 | F11 | K | F11-KVK | URBAN DHQ | BAGALKOT | BAGALKOT | BELAGAVI | BAGALKOT | BAGALKOT | BAGALKOT CSD | CITY-2
5050 | BAGALKOT_220KV | BAGALKOT_220KV | 110365309L | SIGIKERI_110KV | BANK-2 | F12 | L | F12-SIGIKERI VILLAGE IP | AGRICULTURE | BAGALKOT | BAGALKOT | BELAGAVI | BAGALKOT | BAGALKOT | BAGALKOT RSD | RURAL-I
5055 | AHERI_220KV | AHERI_220KV | 181675310A | SINDAGI_110KV | BANK-1 | F01 | A | F01-SINDAGI-I | URBAN NDHQ | VIJAYAPUR | SINDAGI | BELAGAVI | VIJAYAPUR | INDI | SINDAGI | SINDAGI URBAN
5056 | AHERI_220KV | AHERI_220KV | 181675310B | SINDAGI_110KV | BANK-1 | F02 | B | F02-SINDAGI-II | URBAN NDHQ | VIJAYAPUR | SINDAGI | BELAGAVI | VIJAYAPUR | INDI | SINDAGI | SINDAGI URBAN
5057 | AHERI_220KV | AHERI_220KV | 181675310C | SINDAGI_110KV | BANK-1 | F03 | C | F03-SUNGATHAN | AGRICULTURE | VIJAYAPUR | SINDAGI | BELAGAVI | VIJAYAPUR | INDI | SINDAGI | MORATAGI
5058 | AHERI_220KV | AHERI_220KV | 181675310D | SINDAGI_110KV | BANK-1 | F04 | D | F04-RAMPUR | AGRICULTURE | VIJAYAPUR | SINDAGI | BELAGAVI | VIJAYAPUR | INDI | SINDAGI | ALMEL
5059 | AHERI_220KV | AHERI_220KV | 181675310E | SINDAGI_110KV | BANK-3 | F11 | E | F11-BANDAL | AGRICULTURE | VIJAYAPUR | SINDAGI | BELAGAVI | VIJAYAPUR | INDI | SINDAGI | SINDAGI RURAL
5060 | AHERI_220KV | AHERI_220KV | 181675310F | SINDAGI_110KV | BANK-2 | F06 | F | F06-YANKANCHI | AGRICULTURE | VIJAYAPUR | SINDAGI | BELAGAVI | VIJAYAPUR | INDI | SINDAGI | SINDAGI RURAL
5061 | AHERI_220KV | AHERI_220KV | 181675310G | SINDAGI_110KV | BANK-2 | F07 | G | F07-SOMPUR | AGRICULTURE | VIJAYAPUR | SINDAGI | BELAGAVI | VIJAYAPUR | INDI | SINDAGI | SINDAGI RURAL
5062 | AHERI_220KV | AHERI_220KV | 181675310H | SINDAGI_110KV | BANK-2 | F08 | H | F08-YARGAL | AGRICULTURE | VIJAYAPUR | SINDAGI | BELAGAVI | VIJAYAPUR | INDI | SINDAGI | SINDAGI RURAL
5063 | AHERI_220KV | AHERI_220KV | 181675310I | SINDAGI_110KV | BANK-3 | F09 | I | F09-RAMPUR NJY | NJY | VIJAYAPUR | SINDAGI | BELAGAVI | VIJAYAPUR | INDI | SINDAGI | ALMEL
5064 | AHERI_220KV | AHERI_220KV | 181675310J | SINDAGI_110KV | BANK-3 | F10 | J | F10-YANKANCHI NJY | NJY | VIJAYAPUR | SINDAGI | BELAGAVI | VIJAYAPUR | INDI | SINDAGI | SINDAGI RURAL
5065 | AHERI_220KV | AHERI_220KV | 181675310K | SINDAGI_110KV | BANK-2 | F05 | K | F05-BANDAL NJY | NJY | VIJAYAPUR | SINDAGI | BELAGAVI | VIJAYAPUR | INDI | SINDAGI | SINDAGI RURAL
5066 | AHERI_220KV | AHERI_220KV | 181675310L | SINDAGI_110KV | BANK-4 | F14 | L | F14-BENAKOTAGI | AGRICULTURE | VIJAYAPUR | ALMEL | BELAGAVI | VIJAYAPUR | INDI | SINDAGI | ALMEL
5067 | AHERI_220KV | AHERI_220KV | 181675310M | SINDAGI_110KV | BANK-4 | F13 | M | F13-KALYAN NAGAR | URBAN NDHQ | VIJAYAPUR | SINDAGI | BELAGAVI | VIJAYAPUR | INDI | SINDAGI | SINDAGI URBAN
5072 | SIRSI_220KV | JOG_110KV | 272376312I | SIRSI_110KV | BANK-3 | F12 | I | F12-SUGAVI | RURAL | UTTAR KANNADA | SIRSI | HUBBALLI | SIRSI | SIRSI | SIRSI | BANAVASI
5073 | SIRSI_220KV | JOG_110KV | 272376312A | SIRSI_110KV | BANK-3 | F16 | A | F16-SALKANI | RURAL | UTTAR KANNADA | SIRSI | HUBBALLI | SIRSI | SIRSI | SIRSI | HULEKAL
5074 | SIRSI_220KV | JOG_110KV | 272376312B | SIRSI_110KV | BANK-2 | F14 | B | F14-SAMPAKHANDA | RURAL | UTTAR KANNADA | SIRSI | HUBBALLI | SIRSI | SIRSI | SIRSI | RURAL-2
5075 | SIRSI_220KV | JOG_110KV | 272376312C | SIRSI_110KV | BANK-1 | F02 | C | F02-BANAVASI | RURAL | UTTAR KANNADA | SIRSI | HUBBALLI | SIRSI | SIRSI | SIRSI | BANAVASI
5076 | SIRSI_220KV | JOG_110KV | 272376312D | SIRSI_110KV | BANK-1 | F07 | D | F07-HULEKAL | RURAL | UTTAR KANNADA | SIRSI | HUBBALLI | SIRSI | SIRSI | SIRSI | HULEKAL
5077 | SIRSI_220KV | JOG_110KV | 272376312E | SIRSI_110KV | BANK-1 | F06 | E | F06-DEVANALLI | RURAL | UTTAR KANNADA | SIRSI | HUBBALLI | SIRSI | SIRSI | SIRSI | RURAL-2
5078 | SIRSI_220KV | JOG_110KV | 272376312F | SIRSI_110KV | BANK-3 | F15 | F | F15-MARIGADDE | WATER SUPPLY | UTTAR KANNADA | SIRSI | HUBBALLI | SIRSI | SIRSI | SIRSI | RURAL-2
5079 | SIRSI_220KV | JOG_110KV | 272376312L | SIRSI_110KV | BANK-3 | F10 | L | F10-KENGRE | RURAL | UTTAR KANNADA | SIRSI | HUBBALLI | SIRSI | SIRSI | SIRSI | RURAL-2
5080 | SIRSI_220KV | JOG_110KV | 272376312G | SIRSI_110KV | BANK-2 | F11 | G | F11-APMC | URBAN NDHQ | UTTAR KANNADA | SIRSI | HUBBALLI | SIRSI | SIRSI | SIRSI | URBAN
5081 | SIRSI_220KV | JOG_110KV | 272376312H | SIRSI_110KV | BANK-3 | F13 | H | F13-TARGOD | RURAL | UTTAR KANNADA | SIRSI | HUBBALLI | SIRSI | SIRSI | SIRSI | RURAL-1
5082 | SIRSI_220KV | JOG_110KV | 272376312J | SIRSI_110KV | BANK-2 | F09 | J | F09-BIDKIBAIL | URBAN NDHQ | UTTAR KANNADA | SIRSI | HUBBALLI | SIRSI | SIRSI | SIRSI | URBAN
5083 | SIRSI_220KV | JOG_110KV | 272376312K | SIRSI_110KV | BANK-1 | F04 | K | F04-ADARSHANAGAR | URBAN NDHQ | UTTAR KANNADA | SIRSI | HUBBALLI | SIRSI | SIRSI | SIRSI | URBAN
5084 | SIRSI_220KV | JOG_110KV | 272376312M | SIRSI_110KV | BANK-2 | F08 | M | F08-MARIKAMBA | URBAN NDHQ | UTTAR KANNADA | SIRSI | HUBBALLI | SIRSI | SIRSI | SIRSI | URBAN
5085 | SIRSI_220KV | JOG_110KV | 272376312N | SIRSI_110KV | BANK-1 | F05 | N | F05-NILEKANI | URBAN NDHQ | UTTAR KANNADA | SIRSI | HUBBALLI | SIRSI | SIRSI | SIRSI | URBAN
5086 | SIRSI_220KV | JOG_110KV | 272376312O | SIRSI_110KV | BANK-1 | F03 | O | F03-VANALLI | RURAL | UTTAR KANNADA | SIRSI | HUBBALLI | SIRSI | SIRSI | SIRSI | HULEKAL
5087 | SIRSI_220KV | JOG_110KV | 272376312P | SIRSI_110KV | BANK-1 | F01 | P | F01-CHIPAGI | RURAL | UTTAR KANNADA | SIRSI | HUBBALLI | SIRSI | SIRSI | SIRSI | RURAL-1
5091 | SIRSI_220KV | SIRSI_220KV | 272376313B | SIRSI_220KV | BANK-2 | F10 | B | F10-ANDAGI | RURAL | UTTAR KANNADA | SIRSI | HUBBALLI | SIRSI | SIRSI | SIRSI | BANAVASI
5092 | SIRSI_220KV | SIRSI_220KV | 272376313C | SIRSI_220KV | BANK-2 | F11 | C | F11-BHASHI | RURAL | UTTAR KANNADA | SIRSI | HUBBALLI | SIRSI | SIRSI | SIRSI | BANAVASI
5093 | SIRSI_220KV | SIRSI_220KV | 272376313D | SIRSI_220KV | BANK-1 | F02 | D | F02-BANKANALA | RURAL | UTTAR KANNADA | SIRSI | HUBBALLI | SIRSI | SIRSI | SIRSI | RURAL-1
5094 | SIRSI_220KV | SIRSI_220KV | 272376313E | SIRSI_220KV | BANK-1 | F05 | E | F05-ISALOOR | RURAL | UTTAR KANNADA | SIRSI | HUBBALLI | SIRSI | SIRSI | SIRSI | RURAL-1
5095 | SIRSI_220KV | SIRSI_220KV | 272376313F | SIRSI_220KV | BANK-1 | F04 | F | F04-DASANAKOPPA | RURAL | UTTAR KANNADA | SIRSI | HUBBALLI | SIRSI | SIRSI | SIRSI | RURAL-1
5096 | SIRSI_220KV | SIRSI_220KV | 272376313G | SIRSI_220KV | BANK-2 | F12 | G | F12-KHB | URBAN NDHQ | UTTAR KANNADA | SIRSI | HUBBALLI | SIRSI | SIRSI | SIRSI | URBAN
5097 | SIRSI_220KV | SIRSI_220KV | 272376313H | SIRSI_220KV | BANK-2 | F08 | H | F08-TIGANI | RURAL | UTTAR KANNADA | SIRSI | HUBBALLI | SIRSI | SIRSI | SIRSI | BANAVASI
5098 | SIRSI_220KV | SIRSI_220KV | 272376313I | SIRSI_220KV | BANK-1 | F03 | I | F03-BACHAGAON | RURAL | UTTAR KANNADA | SIRSI | HUBBALLI | SIRSI | SIRSI | SIRSI | BANAVASI
5099 | SIRSI_220KV | SIRSI_220KV | 272376313J | SIRSI_220KV | BANK-2 | F07 | J | F07-DODNALLI | RURAL | UTTAR KANNADA | SIRSI | HUBBALLI | SIRSI | SIRSI | SIRSI | RURAL-1
5100 | SIRSI_220KV | SIRSI_220KV | 272376313K | SIRSI_220KV | BANK-2 | F09 | K | F09-BISALAKOPPA | RURAL | UTTAR KANNADA | SIRSI | HUBBALLI | SIRSI | SIRSI | SIRSI | RURAL-1
5102 | SRS_HUBLI_220KV | SRS_HUBLI_220KV | 251368314A | SRS_HUBLI_220KV | BANK-1 | F01 | A | F01-ANCHATGERI NJY | NJY | DHARWAD | HUBBALLI | HUBBALLI | HUBBALLI | HUBBALLI RURAL | HUBBALLI RSD | ANCHATAGERI
5104 | SRS_HUBLI_220KV | SRS_HUBLI_220KV | 251368314C | SRS_HUBLI_220KV | BANK-1 | F03 | C | F03-SIDDARUDH | INDUSTRIAL | DHARWAD | HUBBALLI | HUBBALLI | HUBBALLI | HUBBALLI RURAL | HUBBALLI RSD | ANCHATAGERI
5105 | SRS_HUBLI_220KV | SRS_HUBLI_220KV | 251368314D | SRS_HUBLI_220KV | BANK-1 | F04 | D | F04-KALAGHATAGI EIP | AGRICULTURE | DHARWAD | HUBBALLI | HUBBALLI | HUBBALLI | HUBBALLI RURAL | HUBBALLI RSD | ANCHATAGERI
5107 | SRS_HUBLI_220KV | SRS_HUBLI_220KV | 251425314G | SRS_HUBLI_220KV | BANK-2 | F07 | G | F07-MRT | URBAN DHQ | DHARWAD | HUBBALLI | HUBBALLI | HUBBALLI | HUBBALLI URBAN | HUBBALLI CSD-3 | VIDYUTHNAGAR
5108 | SRS_HUBLI_220KV | SRS_HUBLI_220KV | 251425314H | SRS_HUBLI_220KV | BANK-2 | F08 | H | F08-GIRIYAL | URBAN DHQ | DHARWAD | HUBBALLI | HUBBALLI | HUBBALLI | HUBBALLI URBAN | HUBBALLI CSD-3 | VIDYUTHNAGAR
5109 | SRS_HUBLI_220KV | SRS_HUBLI_220KV | 251423314I | SRS_HUBLI_220KV | BANK-2 | F09 | I | F09-HUBLI CITY | URBAN DHQ | DHARWAD | HUBBALLI | HUBBALLI | HUBBALLI | HUBBALLI URBAN | HUBBALLI CSD-2 | SIDDHAROODHA
5110 | SRS_HUBLI_220KV | SRS_HUBLI_220KV | 251423314E | SRS_HUBLI_220KV | BANK-1 | F05 | E | F05-ESI HOSPITAL | URBAN DHQ | DHARWAD | HUBBALLI | HUBBALLI | HUBBALLI | HUBBALLI URBAN | HUBBALLI CSD-2 | CHANAKYAPURI
5111 | SRS_HUBLI_220KV | SRS_HUBLI_220KV | 251425314J | SRS_HUBLI_220KV | BANK-2 | F10 | J | F10-KARWAR ROAD | URBAN DHQ | DHARWAD | HUBBALLI | HUBBALLI | HUBBALLI | HUBBALLI URBAN | HUBBALLI CSD-3 | VIDYUTHNAGAR
5116 | MUGALKHOD (KABBUR)_220KV | MUGALKHOD (KABBUR)_220KV | 132034315A | SULTANAPUR_110KV | BANK-1 | F01 | A | F01-DADDIMANI THOT | AGRICULTURE | BELAGAVI | RAIBAG | BELAGAVI | CHIKKODI | RAIBAG | HARUGERI | MUGALAKHOD
5117 | MUGALKHOD (KABBUR)_220KV | MUGALKHOD (KABBUR)_220KV | 132034315B | SULTANAPUR_110KV | BANK-1 | F02 | B | F02-MUNNYAL CANAL | AGRICULTURE | BELAGAVI | RAIBAG | BELAGAVI | CHIKKODI | RAIBAG | HARUGERI | MUGALAKHOD
5118 | MUGALKHOD (KABBUR)_220KV | MUGALKHOD (KABBUR)_220KV | 132034315C | SULTANAPUR_110KV | BANK-1 | F03 | C | F03-PUJARI THOT | AGRICULTURE | BELAGAVI | RAIBAG | BELAGAVI | CHIKKODI | RAIBAG | HARUGERI | MUGALAKHOD
5119 | MUGALKHOD (KABBUR)_220KV | MUGALKHOD (KABBUR)_220KV | 132034315D | SULTANAPUR_110KV | BANK-1 | F04 | D | F04-PATHAN TOTA | AGRICULTURE | BELAGAVI | RAIBAG | BELAGAVI | CHIKKODI | RAIBAG | HARUGERI | MUGALAKHOD
5120 | MUGALKHOD (KABBUR)_220KV | MUGALKHOD (KABBUR)_220KV | 132034315E | SULTANAPUR_110KV | BANK-1 | F05 | E | F05-PALABHAVI DARGA | AGRICULTURE | BELAGAVI | RAIBAG | BELAGAVI | CHIKKODI | RAIBAG | HARUGERI | MUGALAKHOD
5121 | MUGALKHOD (KABBUR)_220KV | MUGALKHOD (KABBUR)_220KV | 132034315F | SULTANAPUR_110KV | BANK-1 | F06 | F | F06-PALABAVI-HIGH SCHOOL | AGRICULTURE | BELAGAVI | RAIBAG | BELAGAVI | CHIKKODI | RAIBAG | HARUGERI | MUGALAKHOD
5122 | MUGALKHOD (KABBUR)_220KV | MUGALKHOD (KABBUR)_220KV | 132034315G | SULTANAPUR_110KV | BANK-2 | F07 | G | F07-CHOUGALA TOTA | AGRICULTURE | BELAGAVI | RAIBAG | BELAGAVI | CHIKKODI | RAIBAG | HARUGERI | MUGALAKHOD
5123 | MUGALKHOD (KABBUR)_220KV | MUGALKHOD (KABBUR)_220KV | 132034315H | SULTANAPUR_110KV | BANK-2 | F08 | H | F08-SULTHANPUR NJY | NJY | BELAGAVI | RAIBAG | BELAGAVI | CHIKKODI | RAIBAG | HARUGERI | MUGALAKHOD
5124 | MUGALKHOD (KABBUR)_220KV | MUGALKHOD (KABBUR)_220KV | 132034315I | SULTANAPUR_110KV | BANK-2 | F09 | I | F09-BHANGI TOTA | AGRICULTURE | BELAGAVI | RAIBAG | BELAGAVI | CHIKKODI | RAIBAG | HARUGERI | MUGALAKHOD
5125 | MUGALKHOD (KABBUR)_220KV | MUGALKHOD (KABBUR)_220KV | 132034315J | SULTANAPUR_110KV | BANK-2 | F10 | J | F10-SANKANATTI TOTA | AGRICULTURE | BELAGAVI | RAIBAG | BELAGAVI | CHIKKODI | RAIBAG | HARUGERI | MUGALAKHOD
5126 | MUGALKHOD (KABBUR)_220KV | MUGALKHOD (KABBUR)_220KV | 132034315K | SULTANAPUR_110KV | BANK-2 | F11 | K | F11-PALABAVI | AGRICULTURE | BELAGAVI | RAIBAG | BELAGAVI | CHIKKODI | RAIBAG | HARUGERI | MUGALAKHOD
5127 | MUGALKHOD (KABBUR)_220KV | MUGALKHOD (KABBUR)_220KV | 132034315L | SULTANAPUR_110KV | BANK-2 | F12 | L | F12-MARADI TOTA | AGRICULTURE | BELAGAVI | RAIBAG | BELAGAVI | CHIKKODI | RAIBAG | HARUGERI | MUGALAKHOD
5128 | MUGALKHOD (KABBUR)_220KV | MUGALKHOD (KABBUR)_220KV | 132034315M | SULTANAPUR_110KV | BANK-3 | F13 | M | F13-BUDNI TOTA | AGRICULTURE | BELAGAVI | RAIBAG | BELAGAVI | CHIKKODI | RAIBAG | HARUGERI | MUGALAKHOD
5129 | MUGALKHOD (KABBUR)_220KV | MUGALKHOD (KABBUR)_220KV | 132034315N | SULTANAPUR_110KV | BANK-3 | F14 | N | F14-GAGGARI TOTA | AGRICULTURE | BELAGAVI | RAIBAG | BELAGAVI | CHIKKODI | RAIBAG | HARUGERI | MUGALAKHOD
5130 | MUGALKHOD (KABBUR)_220KV | MUGALKHOD (KABBUR)_220KV | 132034315O | SULTANAPUR_110KV | BANK-3 | F15 | O | F15-NAIK TOTA | AGRICULTURE | BELAGAVI | RAIBAG | BELAGAVI | CHIKKODI | RAIBAG | HARUGERI | MUGALAKHOD
5131 | MUGALKHOD (KABBUR)_220KV | MUGALKHOD (KABBUR)_220KV | 132034315P | SULTANAPUR_110KV | BANK-3 | F16 | P | F16-KOUJALAGI TOTA | AGRICULTURE | BELAGAVI | RAIBAG | BELAGAVI | CHIKKODI | RAIBAG | HARUGERI | MUGALAKHOD
5132 | MUGALKHOD (KABBUR)_220KV | MUGALKHOD (KABBUR)_220KV | 132034315Q | SULTANAPUR_110KV | BANK-3 | F17 | Q | F17-SAPTSAGAR TOTA | AGRICULTURE | BELAGAVI | RAIBAG | BELAGAVI | CHIKKODI | RAIBAG | HARUGERI | MUGALAKHOD
5137 | VAJRAMATTI_220KV | SHIRGUPPI_110KV | 111910469A | SUNAG_110KV | BANK-1 | F01 | A | F01-ANNADATHA | AGRICULTURE | BAGALKOT | BILAGI | BELAGAVI | BAGALKOT | MUDHOL | BILAGI | ANAGAWADI
5138 | VAJRAMATTI_220KV | SHIRGUPPI_110KV | 111910469B | SUNAG_110KV | BANK-1 | F02 | B | F02-SHAKTI | AGRICULTURE | BAGALKOT | BILAGI | BELAGAVI | BAGALKOT | MUDHOL | BILAGI | ANAGAWADI
5139 | VAJRAMATTI_220KV | SHIRGUPPI_110KV | 111910469C | SUNAG_110KV | BANK-1 | F03 | C | F03-DAITHAPPAMATH | AGRICULTURE | BAGALKOT | BILAGI | BELAGAVI | BAGALKOT | MUDHOL | BILAGI | ANAGAWADI
5140 | VAJRAMATTI_220KV | SHIRGUPPI_110KV | 111910469D | SUNAG_110KV | BANK-1 | F04 | D | F04-ENGINEER | AGRICULTURE | BAGALKOT | BILAGI | BELAGAVI | BAGALKOT | MUDHOL | BILAGI | ANAGAWADI
5141 | VAJRAMATTI_220KV | SHIRGUPPI_110KV | 111910469E | SUNAG_110KV | BANK-1 | F05 | E | F05-GRAMADEVATE | AGRICULTURE | BAGALKOT | BILAGI | BELAGAVI | BAGALKOT | MUDHOL | BILAGI | ANAGAWADI
5142 | RANEBENNUR_220KV | RANEBENNUR_220KV | 242263316A | SUNAKALBIDARI_33KV | BANK-2 | F08 | A | F08-SUNAKAL BIDARI IP | AGRICULTURE | HAVERI | RANEBENNUR | HUBBALLI | HAVERI | RANEBENNUR | RANEBENNUR-2 | HALAGERI
5143 | RANEBENNUR_220KV | RANEBENNUR_220KV | 242263316B | SUNAKALBIDARI_33KV | BANK-2 | F07 | B | F07-GUDDADAHOSALLI NJY | NJY | HAVERI | RANEBENNUR | HUBBALLI | HAVERI | RANEBENNUR | RANEBENNUR-2 | HALAGERI
5144 | RANEBENNUR_220KV | RANEBENNUR_220KV | 242263316C | SUNAKALBIDARI_33KV | BANK-1 | F03 | C | F03-JOYISARAHALLI | AGRICULTURE | HAVERI | RANEBENNUR | HUBBALLI | HAVERI | RANEBENNUR | RANEBENNUR-2 | HALAGERI
5145 | RANEBENNUR_220KV | RANEBENNUR_220KV | 242283316G | SUNAKALBIDARI_33KV | BANK-2 | F05 | G | F05-KUNCHUR NJY | NJY | HAVERI | RANEBENNUR | HUBBALLI | HAVERI | RANEBENNUR | RATTIHALLI | RATTIHALLI
5146 | RANEBENNUR_220KV | RANEBENNUR_220KV | 242263316H | SUNAKALBIDARI_33KV | BANK-2 | F06 | H | F06-HEDIYALA | AGRICULTURE | HAVERI | RANEBENNUR | HUBBALLI | HAVERI | RANEBENNUR | RANEBENNUR-2 | HALAGERI
5147 | RANEBENNUR_220KV | RANEBENNUR_220KV | 242263316D | SUNAKALBIDARI_33KV | BANK-1 | F01 | D | F01-SARAVANDA NJY | NJY | HAVERI | RANEBENNUR | HUBBALLI | HAVERI | RANEBENNUR | RANEBENNUR-2 | HALAGERI
5148 | RANEBENNUR_220KV | RANEBENNUR_220KV | 242263316E | SUNAKALBIDARI_33KV | BANK-1 | F02 | E | F02-UKKUNDA IP | AGRICULTURE | HAVERI | RANEBENNUR | HUBBALLI | HAVERI | RANEBENNUR | RANEBENNUR-2 | HALAGERI
5149 | RANEBENNUR_220KV | RANEBENNUR_220KV | 242263316I | SUNAKALBIDARI_33KV | BANK-1 | F04 | I | F04-MVDWS AANUR | WATER SUPPLY | HAVERI | RANEBENNUR | HUBBALLI | HAVERI | RANEBENNUR | RANEBENNUR-2 | HALAGERI
5151 | GADAG_220KV | BELLATTI_110KV | 251048317A | SURANAGI_33KV | BANK-1 | F01 | A | F01-BALEHOSUR | AGRICULTURE | GADAG | LAXMESHWAR | HUBBALLI | GADAG | GADAG | LAXMESHWAR | SHIGLI
5152 | GADAG_220KV | BELLATTI_110KV | 251048317B | SURANAGI_33KV | BANK-1 | F02 | B | F02-SURANAGI | AGRICULTURE | GADAG | LAXMESHWAR | HUBBALLI | GADAG | GADAG | LAXMESHWAR | SHIGLI
5153 | GADAG_220KV | BELLATTI_110KV | 251048317C | SURANAGI_33KV | BANK-1 | F03 | C | F03-SURANAGI NJY | NJY | GADAG | LAXMESHWAR | HUBBALLI | GADAG | GADAG | LAXMESHWAR | SHIGLI
5154 | GADAG_220KV | BELLATTI_110KV | 251048317D | SURANAGI_33KV | BANK-2 | F04 | D | F04-YELLAPUR | AGRICULTURE | GADAG | LAXMESHWAR | HUBBALLI | GADAG | GADAG | LAXMESHWAR | SHIGLI
5155 | GADAG_220KV | BELLATTI_110KV | 251048317E | SURANAGI_33KV | BANK-2 | F05 | E | F05-HARADAGATTI NJY | NJY | GADAG | LAXMESHWAR | HUBBALLI | GADAG | GADAG | LAXMESHWAR | SHIGLI
5156 | GADAG_220KV | BELLATTI_110KV | 251048317F | SURANAGI_33KV | BANK-2 | F06 | F | F06-DODDUR | AGRICULTURE | GADAG | LAXMESHWAR | HUBBALLI | GADAG | GADAG | LAXMESHWAR | SHIGLI
5157 | GADAG_220KV | BELLATTI_110KV | 251048317G | SURANAGI_33KV | BANK-2 | F07 | G | F07-TIMMAPPANA GUDDA IP | AGRICULTURE | GADAG | LAXMESHWAR | HUBBALLI | GADAG | GADAG | LAXMESHWAR | SHIGLI
5158 | GADAG_220KV | BELLATTI_110KV | 251048317H | SURANAGI_33KV | BANK-2 | F08 | H | F08-HIREMALLAPUR NJY | NJY | GADAG | LAXMESHWAR | HUBBALLI | GADAG | GADAG | LAXMESHWAR | LAXMESHWAR RURAL
5159 | BIDNAL_220KV | KONNUR_110KV | 122161318A | SUREBAN_33KV | BANK-1 | F01 | A | F01-KITTUR | AGRICULTURE | BELAGAVI | RAMDURG | BELAGAVI | BELAGAVI | RAMDURG | RAMDURG | SUREBAN
5160 | BIDNAL_220KV | KONNUR_110KV | 122161318B | SUREBAN_33KV | BANK-3 | F02 | B | F02-AWARADI | AGRICULTURE | BELAGAVI | RAMDURG | BELAGAVI | BELAGAVI | RAMDURG | RAMDURG | SUREBAN
5161 | BIDNAL_220KV | KONNUR_110KV | 122161318C | SUREBAN_33KV | BANK-2 | F03 | C | F03-SUREBAN NJY | NJY | BELAGAVI | RAMDURG | BELAGAVI | BELAGAVI | RAMDURG | RAMDURG | SUREBAN
5162 | BIDNAL_220KV | KONNUR_110KV | 122161318D | SUREBAN_33KV | BANK-3 | F04 | D | F04-GONNAGAR | AGRICULTURE | BELAGAVI | RAMDURG | BELAGAVI | BELAGAVI | RAMDURG | RAMDURG | SUREBAN
5163 | BIDNAL_220KV | KONNUR_110KV | 122161318E | SUREBAN_33KV | BANK-2 | F05 | E | F05-LINGADAL A+B | AGRICULTURE | BELAGAVI | RAMDURG | BELAGAVI | BELAGAVI | RAMDURG | RAMDURG | SUREBAN
5164 | BIDNAL_220KV | KONNUR_110KV | 122161318F | SUREBAN_33KV | BANK-1 | F06 | F | F06-MULLUR | AGRICULTURE | BELAGAVI | RAMDURG | BELAGAVI | BELAGAVI | RAMDURG | RAMDURG | SUREBAN
5165 | BIDNAL_220KV | KONNUR_110KV | 122161318G | SUREBAN_33KV | BANK-1 | F07 | G | F07-KADLIKOPPA NJY | NJY | BELAGAVI | BAILHONGAL | BELAGAVI | BELAGAVI | RAMDURG | RAMDURG | SUREBAN
5166 | BIDNAL_220KV | KONNUR_110KV | 122161318H | SUREBAN_33KV | BANK-1 | F08 | H | F08-CHIKKOPPA NJY | NJY | BELAGAVI | BAILHONGAL | BELAGAVI | BELAGAVI | RAMDURG | RAMDURG | SUREBAN
5167 | BIDNAL_220KV | KONNUR_110KV | 122161318I | SUREBAN_33KV | BANK-2 | F09 | I | F09-KALHAL IP | AGRICULTURE | BELAGAVI | RAMDURG | BELAGAVI | BELAGAVI | RAMDURG | RAMDURG | SUREBAN
5169 | M.K. HUBLI_220KV | HIREBAGEWADI_110KV | 120508319G | SUVARNASOUDHA_110KV | BANK-2 | F07 | G | F07-HALAGA NJY | NJY | BELAGAVI | BELAGAVI | BELAGAVI | BELAGAVI | BELAGAVI RURAL | BELAGAVI RSD-2 | R II
5170 | M.K. HUBLI_220KV | HIREBAGEWADI_110KV | 120508319K | SUVARNASOUDHA_110KV | BANK-2 | F11 | K | F11-MUTAGA IP | AGRICULTURE | BELAGAVI | BELAGAVI | BELAGAVI | BELAGAVI | BELAGAVI RURAL | BELAGAVI RSD-2 | R II
5171 | M.K. HUBLI_220KV | HIREBAGEWADI_110KV | 120508319L | SUVARNASOUDHA_110KV | BANK-2 | F10 | L | F10-SHINDOLLI NJY | NJY | BELAGAVI | BELAGAVI | BELAGAVI | BELAGAVI | BELAGAVI RURAL | BELAGAVI RSD-2 | R II
5172 | M.K. HUBLI_220KV | HIREBAGEWADI_110KV | 120620319B | SUVARNASOUDHA_110KV | BANK-1 | F02 | B | F02-ALARWAD | URBAN DHQ | BELAGAVI | BELAGAVI | BELAGAVI | BELAGAVI | BELAGAVI URBAN | BELAGAVI CSD-1 | SECTION NO-3
5174 | M.K. HUBLI_220KV | HIREBAGEWADI_110KV | 120620319C | SUVARNASOUDHA_110KV | BANK-1 | F03 | C | F03-SUVARNSOUDHA 2 | URBAN DHQ | BELAGAVI | BELAGAVI | BELAGAVI | BELAGAVI | BELAGAVI URBAN | BELAGAVI CSD-1 | SECTION NO-3
5175 | M.K. HUBLI_220KV | HIREBAGEWADI_110KV | 120620319D | SUVARNASOUDHA_110KV | BANK-1 | F04 | D | F04-SUVARNSOUDHA 1 | URBAN DHQ | BELAGAVI | BELAGAVI | BELAGAVI | BELAGAVI | BELAGAVI URBAN | BELAGAVI CSD-1 | SECTION NO-3
5176 | M.K. HUBLI_220KV | HIREBAGEWADI_110KV | 120620319E | SUVARNASOUDHA_110KV | BANK-1 | F05 | E | F05-BASAVESHWAR CIRCLE | URBAN DHQ | BELAGAVI | BELAGAVI | BELAGAVI | BELAGAVI | BELAGAVI URBAN | BELAGAVI CSD-2 | SECTION NO-5
5177 | M.K. HUBLI_220KV | HIREBAGEWADI_110KV | 120620319F | SUVARNASOUDHA_110KV | BANK-1 | F06 | F | F06-HARIKAKA COMPOUND | URBAN DHQ | BELAGAVI | BELAGAVI | BELAGAVI | BELAGAVI | BELAGAVI URBAN | BELAGAVI CSD-1 | SECTION NO-3
5178 | M.K. HUBLI_220KV | HIREBAGEWADI_110KV | 120620319I | SUVARNASOUDHA_110KV | BANK-2 | F09 | I | F9-YEDIYURUPPA ROAD | URBAN DHQ | BELAGAVI | BELAGAVI | BELAGAVI | BELAGAVI | BELAGAVI URBAN | BELAGAVI CSD-1 | SECTION NO-3
5179 | M.K. HUBLI_220KV | HIREBAGEWADI_110KV | 120620319J | SUVARNASOUDHA_110KV | BANK-2 | F12 | J | F12-BADEKOLLAMATH | INDUSTRIAL | BELAGAVI | BELAGAVI | BELAGAVI | BELAGAVI | BELAGAVI RURAL | BELAGAVI RSD-2 | HIREBAGEWADI
5180 | SRS_HUBLI_220KV | KALAGHATAGI_110KV | 250842440A | TABAKADHONNALLI_110KV | BANK-1 | F01 | A | F01-SUTHAGATTI IP | AGRICULTURE | DHARWAD | KALAGHATAGI | HUBBALLI | HUBBALLI | DHARWAD RURAL | KALAGHATAGI | TABAKADHONNALLI
5181 | SRS_HUBLI_220KV | KALAGHATAGI_110KV | 250842440C | TABAKADHONNALLI_110KV | BANK-1 | F03 | C | F03-BEERVALLI IP | AGRICULTURE | DHARWAD | KALAGHATAGI | HUBBALLI | HUBBALLI | DHARWAD RURAL | KALAGHATAGI | TABAKADHONNALLI
5182 | SRS_HUBLI_220KV | KALAGHATAGI_110KV | 250842440D | TABAKADHONNALLI_110KV | BANK-1 | F04 | D | F04-TABAKADHONNALLI NJY | NJY | DHARWAD | KALAGHATAGI | HUBBALLI | HUBBALLI | DHARWAD RURAL | KALAGHATAGI | TABAKADHONNALLI
5183 | SRS_HUBLI_220KV | KALAGHATAGI_110KV | 250842440E | TABAKADHONNALLI_110KV | BANK-1 | F05 | E | F05-ASTAKATTI IP | AGRICULTURE | DHARWAD | KALAGHATAGI | HUBBALLI | HUBBALLI | DHARWAD RURAL | KALAGHATAGI | TABAKADHONNALLI
5184 | SRS_HUBLI_220KV | KALAGHATAGI_110KV | 250842440F | TABAKADHONNALLI_110KV | BANK-1 | F06 | F | F06-HUNSIKATTI IP | AGRICULTURE | DHARWAD | KALAGHATAGI | HUBBALLI | HUBBALLI | DHARWAD RURAL | KALAGHATAGI | TABAKADHONNALLI
5186 | NARENDRA_220KV | NARENDRA_220KV | 250914321B | TADASINKOPPA_110KV | BANK-1 | F02 | B | F02-AIR | URBAN DHQ | DHARWAD | DHARWAD | HUBBALLI | HUBBALLI | DHARWAD URBAN | DHARWAD CSD-1 | SO3 SATTUR
5187 | NARENDRA_220KV | NARENDRA_220KV | 250914321C | TADASINKOPPA_110KV | BANK-1 | F03 | C | F03-SDM | URBAN DHQ | DHARWAD | DHARWAD | HUBBALLI | HUBBALLI | DHARWAD URBAN | DHARWAD CSD-1 | SO3 SATTUR
5188 | NARENDRA_220KV | NARENDRA_220KV | 250914321D | TADASINKOPPA_110KV | BANK-1 | F07 | D | F07-TADASINKOPPA | URBAN DHQ | DHARWAD | DHARWAD | HUBBALLI | HUBBALLI | DHARWAD URBAN | DHARWAD CSD-1 | SO3 SATTUR
5189 | NARENDRA_220KV | NARENDRA_220KV | 250914321E | TADASINKOPPA_110KV | BANK-1 | F05 | E | F05-KIADB EXPRESS | INDUSTRIAL | DHARWAD | DHARWAD | HUBBALLI | HUBBALLI | DHARWAD URBAN | DHARWAD CSD-1 | SO3 SATTUR
5190 | NARENDRA_220KV | NARENDRA_220KV | 250914321G | TADASINKOPPA_110KV | BANK-2 | F04 | G | F04-KHB | URBAN DHQ | DHARWAD | DHARWAD | HUBBALLI | HUBBALLI | DHARWAD URBAN | DHARWAD CSD-1 | SO3 SATTUR
5191 | NARENDRA_220KV | NARENDRA_220KV | 250914321J | TADASINKOPPA_110KV | BANK-2 | F10 | J | F10-RASHI FARM | URBAN DHQ | DHARWAD | DHARWAD | HUBBALLI | HUBBALLI | DHARWAD URBAN | DHARWAD CSD-1 | SO3 SATTUR
5192 | NARENDRA_220KV | NARENDRA_220KV | 250914321H | TADASINKOPPA_110KV | BANK-2 | F08 | H | F08-IIIT | URBAN DHQ | DHARWAD | DHARWAD | HUBBALLI | HUBBALLI | DHARWAD URBAN | DHARWAD CSD-1 | SO3 SATTUR
5194 | NARENDRA_220KV | NARENDRA_220KV | 250914321K | TADASINKOPPA_110KV | BANK-2 | F11 | K | F11-ITTIGATTI | URBAN DHQ | DHARWAD | DHARWAD | HUBBALLI | HUBBALLI | DHARWAD URBAN | DHARWAD CSD-1 | SO3 SATTUR
5195 | INDI_220KV | INDI_110KV | 181640322A | TADAVALAGA_33KV | BANK-2 | F01 | A | F01-TENNELLI | AGRICULTURE | VIJAYAPUR | INDI | BELAGAVI | VIJAYAPUR | INDI | INDI | TAMBA
5196 | INDI_220KV | INDI_110KV | 181640322B | TADAVALAGA_33KV | BANK-2 | F02 | B | F02-ATHARAGA | AGRICULTURE | VIJAYAPUR | INDI | BELAGAVI | VIJAYAPUR | INDI | INDI | ATHARGA
5197 | INDI_220KV | INDI_110KV | 181640322C | TADAVALAGA_33KV | BANK-2 | F03 | C | F03-RAJANAL | AGRICULTURE | VIJAYAPUR | INDI | BELAGAVI | VIJAYAPUR | INDI | INDI | ATHARGA
5198 | INDI_220KV | INDI_110KV | 181640322D | TADAVALAGA_33KV | BANK-1 | F04 | D | F04-LINGADALLI | AGRICULTURE | VIJAYAPUR | INDI | BELAGAVI | VIJAYAPUR | INDI | INDI | ATHARGA
5199 | INDI_220KV | INDI_110KV | 181640322E | TADAVALAGA_33KV | BANK-1 | F05 | E | F05-NIMBAL | AGRICULTURE | VIJAYAPUR | INDI | BELAGAVI | VIJAYAPUR | INDI | INDI | ATHARGA
5200 | INDI_220KV | INDI_110KV | 181640322F | TADAVALAGA_33KV | BANK-1 | F06 | F | F06-TADAVALAGA-2 | AGRICULTURE | VIJAYAPUR | INDI | BELAGAVI | VIJAYAPUR | INDI | INDI | ATHARGA
5201 | INDI_220KV | INDI_110KV | 181640322G | TADAVALAGA_33KV | BANK-2 | F07 | G | F07-TADAVALAGA NJY | NJY | VIJAYAPUR | INDI | BELAGAVI | VIJAYAPUR | INDI | INDI | ATHARGA
5202 | INDI_220KV | INDI_110KV | 181640322H | TADAVALAGA_33KV | BANK-1 | F08 | H | F08-WATER SUPPLY | WATER SUPPLY | VIJAYAPUR | INDI | BELAGAVI | VIJAYAPUR | INDI | INDI | ATHARGA
5204 | VIJAYAPUR_220KV | VIJAYAPUR_220KV | 182469366B | TAKKALAKI_110KV | BANK-1 | F02 | B | F02-DANNARAGI IP | AGRICULTURE | VIJAYAPUR | VIJAYAPUR | BELAGAVI | VIJAYAPUR | VIJAYAPUR | TIKOTA | ITTANGIHAL
5205 | VIJAYAPUR_220KV | VIJAYAPUR_220KV | 182469366C | TAKKALAKI_110KV | BANK-1 | F03 | C | F03-MALKANDEVARAHATTI IP | AGRICULTURE | VIJAYAPUR | VIJAYAPUR | BELAGAVI | VIJAYAPUR | VIJAYAPUR | TIKOTA | ITTANGIHAL
5206 | VIJAYAPUR_220KV | VIJAYAPUR_220KV | 182469366D | TAKKALAKI_110KV | BANK-1 | F04 | D | F04-HANUMAN NAGAR IP | AGRICULTURE | VIJAYAPUR | VIJAYAPUR | BELAGAVI | VIJAYAPUR | VIJAYAPUR | TIKOTA | ITTANGIHAL
5207 | VIJAYAPUR_220KV | VIJAYAPUR_220KV | 182480366E | TAKKALAKI_110KV | BANK-1 | F06 | E | F06-LOHGAOV NJY | NJY | VIJAYAPUR | TIKOTA | BELAGAVI | VIJAYAPUR | VIJAYAPUR | TIKOTA | ITTANGIHAL
5208 | VIJAYAPUR_220KV | VIJAYAPUR_220KV | 182480366F | TAKKALAKI_110KV | BANK-1 | F05 | F | F05-KALIKA IP+ BAIKODI IP | AGRICULTURE | VIJAYAPUR | TIKOTA | BELAGAVI | VIJAYAPUR | VIJAYAPUR | TIKOTA | ITTANGIHAL
5209 | VIJAYAPUR_220KV | VIJAYAPUR_220KV | 182469366G | TAKKALAKI_110KV | BANK-2 | F07 | G | F07-VITTALWADI IP+MAHADEV NAGAR IP | AGRICULTURE | VIJAYAPUR | VIJAYAPUR | BELAGAVI | VIJAYAPUR | VIJAYAPUR | TIKOTA | ITTANGIHAL
5210 | VIJAYAPUR_220KV | VIJAYAPUR_220KV | 182480366H | TAKKALAKI_110KV | BANK-2 | F11 | H | F11-TANDA IP | AGRICULTURE | VIJAYAPUR | TIKOTA | BELAGAVI | VIJAYAPUR | VIJAYAPUR | TIKOTA | BIJJARGI
5211 | VIJAYAPUR_220KV | VIJAYAPUR_220KV | 182469366I | TAKKALAKI_110KV | BANK-2 | F09 | I | F09-BASAWESHWAR IP | AGRICULTURE | VIJAYAPUR | TIKOTA | BELAGAVI | VIJAYAPUR | VIJAYAPUR | TIKOTA | BIJJARGI
5212 | VIJAYAPUR_220KV | VIJAYAPUR_220KV | 182469366J | TAKKALAKI_110KV | BANK-2 | F10 | J | F10-TAKKALAKI IP | AGRICULTURE | VIJAYAPUR | VIJAYAPUR | BELAGAVI | VIJAYAPUR | VIJAYAPUR | TIKOTA | BIJJARGI
5213 | VIJAYAPUR_220KV | VIJAYAPUR_220KV | 182469366K | TAKKALAKI_110KV | BANK-2 | F08 | K | F08-TAKKALAKI NJY | NJY | VIJAYAPUR | VIJAYAPUR | BELAGAVI | VIJAYAPUR | VIJAYAPUR | TIKOTA | BIJJARGI
5214 | VIJAYAPUR_220KV | VIJAYAPUR_220KV | 182469366L | TAKKALAKI_110KV | BANK-1 | F12 | L | F12-HUBANUR IP + SANGAMESHWAR IP | AGRICULTURE | VIJAYAPUR | VIJAYAPUR | BELAGAVI | VIJAYAPUR | VIJAYAPUR | TIKOTA | BIJJARGI
5218 | SHAHAPUR_220KV | ASKI_110KV | 180277397B | TALIKOTI_110KV | BANK-1 | F02 | B | F02-MINAJAGI NJY | NJY | VIJAYAPUR | MUDDEBIHAL | BELAGAVI | VIJAYAPUR | B.BAGEWADI | TALIKOTI | TALIKOTI RURAL
5219 | SHAHAPUR_220KV | ASKI_110KV | 180277397D | TALIKOTI_110KV | BANK-1 | F03 | D | F03-DEVAR HULAGABAL IP | AGRICULTURE | VIJAYAPUR | MUDDEBIHAL | BELAGAVI | VIJAYAPUR | B.BAGEWADI | TALIKOTI | TALIKOTI RURAL
5220 | SHAHAPUR_220KV | ASKI_110KV | 180277397C | TALIKOTI_110KV | BANK-1 | F04 | C | F04-TALIKOTI TOWN | URBAN NDHQ | VIJAYAPUR | MUDDEBIHAL | BELAGAVI | VIJAYAPUR | B.BAGEWADI | TALIKOTI | TALIKOTI TOWN
5221 | SHAHAPUR_220KV | ASKI_110KV | 180277397F | TALIKOTI_110KV | BANK-1 | F06 | F | F06-B.SALAWADAGI NJY | NJY | VIJAYAPUR | MUDDEBIHAL | BELAGAVI | VIJAYAPUR | B.BAGEWADI | TALIKOTI | TALIKOTI TOWN
5222 | SHAHAPUR_220KV | ASKI_110KV | 180277397G | TALIKOTI_110KV | BANK-2 | F07 | G | F07-KODAGANUR | AGRICULTURE | VIJAYAPUR | MUDDEBIHAL | BELAGAVI | VIJAYAPUR | B.BAGEWADI | TALIKOTI | TALIKOTI TOWN
5223 | SHAHAPUR_220KV | ASKI_110KV | 180277397H | TALIKOTI_110KV | BANK-2 | F08 | H | F08-TUMBAGI NJY | NJY | VIJAYAPUR | MUDDEBIHAL | BELAGAVI | VIJAYAPUR | B.BAGEWADI | TALIKOTI | TALIKOTI RURAL
5224 | SHAHAPUR_220KV | ASKI_110KV | 180277397I | TALIKOTI_110KV | BANK-2 | F09 | I | F09-BOMMANAHALLI | AGRICULTURE | VIJAYAPUR | MUDDEBIHAL | BELAGAVI | VIJAYAPUR | B.BAGEWADI | TALIKOTI | TALIKOTI RURAL
5225 | SHAHAPUR_220KV | ASKI_110KV | 180277397J | TALIKOTI_110KV | BANK-2 | F10 | J | F10-TAMADADDI NJY | NJY | VIJAYAPUR | MUDDEBIHAL | BELAGAVI | VIJAYAPUR | B.BAGEWADI | TALIKOTI | TALIKOTI RURAL
5226 | SHAHAPUR_220KV | ASKI_110KV | 180277397A | TALIKOTI_110KV | BANK-2 | F11 | A | F11-HIRUR | AGRICULTURE | VIJAYAPUR | MUDDEBIHAL | BELAGAVI | VIJAYAPUR | B.BAGEWADI | TALIKOTI | TALIKOTI RURAL
5227 | SHAHAPUR_220KV | ASKI_110KV | 180277397E | TALIKOTI_110KV | BANK-2 | F12 | E | F12-BALAGANUR | AGRICULTURE | VIJAYAPUR | MUDDEBIHAL | BELAGAVI | VIJAYAPUR | B.BAGEWADI | TALIKOTI | TALIKOTI RURAL
5228 | SHAHAPUR_220KV | ASKI_110KV | 180277397K | TALIKOTI_110KV | BANK-1 | F01 | K | F01-MUKIHAL WATER SUPPLY | WATER SUPPLY | VIJAYAPUR | MUDDEBIHAL | BELAGAVI | VIJAYAPUR | B.BAGEWADI | TALIKOTI | TALIKOTI RURAL
5229 | SHAHAPUR_220KV | ASKI_110KV | 180277397L | TALIKOTI_110KV | BANK-1 | F05 | L | F05-MALNUR WATER SUPPLY | WATER SUPPLY | VIJAYAPUR | MUDDEBIHAL | BELAGAVI | VIJAYAPUR | B.BAGEWADI | TALIKOTI | TALIKOTI TOWN
5233 | INDI_220KV | INDI_110KV | 181640324A | TAMBA_33KV | BANK-2 | F01 | A | F01-ATHARAGA | AGRICULTURE | VIJAYAPUR | INDI | BELAGAVI | VIJAYAPUR | INDI | INDI | TAMBA
5234 | INDI_220KV | INDI_110KV | 181640324C | TAMBA_33KV | BANK-2 | F07 | C | F07-WATER SUPPLY | WATER SUPPLY | VIJAYAPUR | INDI | BELAGAVI | VIJAYAPUR | INDI | INDI | TAMBA
5235 | INDI_220KV | INDI_110KV | 181640324G | TAMBA_33KV | BANK-2 | F02 | G | F02-GORANAL | AGRICULTURE | VIJAYAPUR | INDI | BELAGAVI | VIJAYAPUR | INDI | INDI | TAMBA
5236 | INDI_220KV | INDI_110KV | 181640324D | TAMBA_33KV | BANK-1 | F04 | D | F04-BANTHANAL | AGRICULTURE | VIJAYAPUR | INDI | BELAGAVI | VIJAYAPUR | INDI | INDI | TAMBA
5237 | INDI_220KV | INDI_110KV | 181640324E | TAMBA_33KV | BANK-1 | F05 | E | F05-HIREMASALI | AGRICULTURE | VIJAYAPUR | INDI | BELAGAVI | VIJAYAPUR | INDI | INDI | TAMBA
5238 | INDI_220KV | INDI_110KV | 181640324F | TAMBA_33KV | BANK-2 | F06 | F | F06-TAMBA NJY | NJY | VIJAYAPUR | INDI | BELAGAVI | VIJAYAPUR | INDI | INDI | TAMBA
5239 | B.BAGEWADI_220KV | MUDDEBIHAL_110KV | 180251325A | TANGADAGI_33KV | BANK-1 | F01 | A | F01-TANGADAGI W/S | WATER SUPPLY | VIJAYAPUR | MUDDEBIHAL | BELAGAVI | VIJAYAPUR | B.BAGEWADI | MUDDEBIHAL | TANGADAGI
5240 | B.BAGEWADI_220KV | MUDDEBIHAL_110KV | 180251325B | TANGADAGI_33KV | BANK-1 | F02 | B | F02-AMARGOL IP | AGRICULTURE | VIJAYAPUR | MUDDEBIHAL | BELAGAVI | VIJAYAPUR | B.BAGEWADI | MUDDEBIHAL | TANGADAGI
5241 | B.BAGEWADI_220KV | MUDDEBIHAL_110KV | 180251325C | TANGADAGI_33KV | BANK-1 | F03 | C | F03-TANGADAGI | AGRICULTURE | VIJAYAPUR | MUDDEBIHAL | BELAGAVI | VIJAYAPUR | B.BAGEWADI | MUDDEBIHAL | TANGADAGI
5242 | B.BAGEWADI_220KV | MUDDEBIHAL_110KV | 180251325D | TANGADAGI_33KV | BANK-2 | F04 | D | F04-TANGADAGI NJY | NJY | VIJAYAPUR | MUDDEBIHAL | BELAGAVI | VIJAYAPUR | B.BAGEWADI | MUDDEBIHAL | TANGADAGI
5243 | B.BAGEWADI_220KV | MUDDEBIHAL_110KV | 180251325E | TANGADAGI_33KV | BANK-2 | F05 | E | F05-ALUR NJY | NJY | VIJAYAPUR | MUDDEBIHAL | BELAGAVI | VIJAYAPUR | B.BAGEWADI | MUDDEBIHAL | TANGADAGI
5244 | B.BAGEWADI_220KV | MUDDEBIHAL_110KV | 180251325G | TANGADAGI_33KV | BANK-1 | F08 | G | F08-KUNTOJI MVWS | WATER SUPPLY | VIJAYAPUR | MUDDEBIHAL | BELAGAVI | VIJAYAPUR | B.BAGEWADI | MUDDEBIHAL | MADIKESHWAR
5245 | B.BAGEWADI_220KV | MUDDEBIHAL_110KV | 180251325F | TANGADAGI_33KV | BANK-2 | F06 | F | F06-MADARI | AGRICULTURE | VIJAYAPUR | MUDDEBIHAL | BELAGAVI | VIJAYAPUR | B.BAGEWADI | MUDDEBIHAL | TANGADAGI
5247 | SRS_HUBLI_220KV | SRS_HUBLI_220KV | 251368326L | TARIHAL_110KV | BANK-3 | F13 | L | F13-REVADIHAL NJY | NJY | DHARWAD | HUBBALLI | HUBBALLI | HUBBALLI | HUBBALLI RURAL | HUBBALLI RSD | ANCHATAGERI
5248 | SRS_HUBLI_220KV | SRS_HUBLI_220KV | 251425326B | TARIHAL_110KV | BANK-1 | F09 | B | F09-UNKAL | URBAN DHQ | DHARWAD | HUBBALLI | HUBBALLI | HUBBALLI | HUBBALLI URBAN | HUBBALLI CSD-4 | NAVANAGAR
5249 | SRS_HUBLI_220KV | SRS_HUBLI_220KV | 251425326C | TARIHAL_110KV | BANK-1 | F04 | C | F04-TARIHAL | INDUSTRIAL | DHARWAD | HUBBALLI | HUBBALLI | HUBBALLI | HUBBALLI URBAN | HUBBALLI CSD-4 | TARIHAL
5250 | SRS_HUBLI_220KV | SRS_HUBLI_220KV | 251425326D | TARIHAL_110KV | BANK-1 | F01 | D | F01-GANDHINAGAR | URBAN DHQ | DHARWAD | HUBBALLI | HUBBALLI | HUBBALLI | HUBBALLI URBAN | HUBBALLI CSD-3 | UDYAM NAGAR
5251 | SRS_HUBLI_220KV | SRS_HUBLI_220KV | 251425326E | TARIHAL_110KV | BANK-2 | F03 | E | F03-COLLEGE | URBAN DHQ | DHARWAD | HUBBALLI | HUBBALLI | HUBBALLI | HUBBALLI URBAN | HUBBALLI CSD-4 | TARIHAL
5252 | SRS_HUBLI_220KV | SRS_HUBLI_220KV | 251425326F | TARIHAL_110KV | BANK-2 | F05 | F | F05-GOKUL | URBAN DHQ | DHARWAD | HUBBALLI | HUBBALLI | HUBBALLI | HUBBALLI URBAN | HUBBALLI CSD-3 | UDYAM NAGAR
5253 | SRS_HUBLI_220KV | SRS_HUBLI_220KV | 251425326G | TARIHAL_110KV | BANK-2 | F06 | G | F06-KSSIDC | URBAN DHQ | DHARWAD | HUBBALLI | HUBBALLI | HUBBALLI | HUBBALLI URBAN | HUBBALLI CSD-3 | UDYAM NAGAR
5254 | SRS_HUBLI_220KV | SRS_HUBLI_220KV | 250842326O | TARIHAL_110KV | BANK-2 | F07 | O | F07-KANAVI HONNAPUR NJY | NJY | DHARWAD | KALAGHATAGI | HUBBALLI | HUBBALLI | DHARWAD RURAL | KALAGHATAGI | DUMMAWAD
5255 | SRS_HUBLI_220KV | SRS_HUBLI_220KV | 251368326N | TARIHAL_110KV | BANK-2 | F10 | N | F10-PARASAPUR | AGRICULTURE | DHARWAD | HUBBALLI | HUBBALLI | HUBBALLI | HUBBALLI RURAL | HUBBALLI RSD | ANCHATAGERI
5256 | SRS_HUBLI_220KV | SRS_HUBLI_220KV | 251425326J | TARIHAL_110KV | BANK-3 | F11 | J | F11-I.E. FEEDER | INDUSTRIAL | DHARWAD | HUBBALLI | HUBBALLI | HUBBALLI | HUBBALLI URBAN | HUBBALLI CSD-4 | TARIHAL
5257 | SRS_HUBLI_220KV | SRS_HUBLI_220KV | 251425326K | TARIHAL_110KV | BANK-3 | F12 | K | F12-KRISHNA | INDUSTRIAL | DHARWAD | HUBBALLI | HUBBALLI | HUBBALLI | HUBBALLI URBAN | HUBBALLI CSD-4 | TARIHAL
5258 | SRS_HUBLI_220KV | SRS_HUBLI_220KV | 251425326M | TARIHAL_110KV | BANK-3 | F14 | M | F14-SIDDIVINAYAK | INDUSTRIAL | DHARWAD | HUBBALLI | HUBBALLI | HUBBALLI | HUBBALLI URBAN | HUBBALLI CSD-4 | TARIHAL
5263 | VAJRAMATTI_220KV | BISANAL_110KV | 111910327A | TEGGI_33KV | BANK-1 | F01 | A | F01-WATER SUPPLY | WATER SUPPLY | BAGALKOT | BILAGI | BELAGAVI | BAGALKOT | MUDHOL | BILAGI | GALAGALI
5264 | VAJRAMATTI_220KV | BISANAL_110KV | 111910327B | TEGGI_33KV | BANK-1 | F02 | B | F02-BISANAL IP | AGRICULTURE | BAGALKOT | BILAGI | BELAGAVI | BAGALKOT | MUDHOL | BILAGI | GALAGALI
5265 | VAJRAMATTI_220KV | BISANAL_110KV | 111910327C | TEGGI_33KV | BANK-1 | F04 | C | F04-DEVATEMMA | AGRICULTURE | BAGALKOT | BILAGI | BELAGAVI | BAGALKOT | MUDHOL | BILAGI | GALAGALI
5266 | VAJRAMATTI_220KV | BISANAL_110KV | 111910327D | TEGGI_33KV | BANK-2 | F03 | D | F03-HANCHINAL | AGRICULTURE | BAGALKOT | BILAGI | BELAGAVI | BAGALKOT | MUDHOL | BILAGI | GALAGALI
5267 | VAJRAMATTI_220KV | BISANAL_110KV | 111910327E | TEGGI_33KV | BANK-2 | F05 | E | F05-SIDDAPUR | AGRICULTURE | BAGALKOT | BILAGI | BELAGAVI | BAGALKOT | MUDHOL | BILAGI | BILAGI
5269 | VAJRAMATTI_220KV | BISANAL_110KV | 111910327G | TEGGI_33KV | BANK-2 | F07 | G | F07-GIRAGAON IP | AGRICULTURE | BAGALKOT | BILAGI | BELAGAVI | BAGALKOT | MUDHOL | BILAGI | BILAGI
5271 | MAHALINGAPUR_220KV | MAHALINGAPUR_220KV | 111759328A | TERADAL_110KV | BANK-1 | F01 | A | F01-TAMADADDI | AGRICULTURE | BAGALKOT | RABAKAVI-BANAHATTI | BELAGAVI | BAGALKOT | JAMAKHANDI | RABAKAVI | TERADAL
5272 | MAHALINGAPUR_220KV | MAHALINGAPUR_220KV | 111759328B | TERADAL_110KV | BANK-1 | F02 | B | F02-TAMADADDI LINK LINE | AGRICULTURE | BAGALKOT | RABAKAVI-BANAHATTI | BELAGAVI | BAGALKOT | JAMAKHANDI | RABAKAVI | TERADAL
5273 | MAHALINGAPUR_220KV | MAHALINGAPUR_220KV | 111759328C | TERADAL_110KV | BANK-1 | F03 | C | F03-TERADAL | URBAN NDHQ | BAGALKOT | RABAKAVI-BANAHATTI | BELAGAVI | BAGALKOT | JAMAKHANDI | RABAKAVI | TERADAL
5274 | MAHALINGAPUR_220KV | MAHALINGAPUR_220KV | 111759328D | TERADAL_110KV | BANK-2 | F04 | D | F04-KALATIPPI | AGRICULTURE | BAGALKOT | RABAKAVI-BANAHATTI | BELAGAVI | BAGALKOT | JAMAKHANDI | RABAKAVI | TERADAL
5275 | MAHALINGAPUR_220KV | MAHALINGAPUR_220KV | 111759328E | TERADAL_110KV | BANK-2 | F05 | E | F05-DESAI KERI FOURTH CANAL | AGRICULTURE | BAGALKOT | RABAKAVI-BANAHATTI | BELAGAVI | BAGALKOT | JAMAKHANDI | RABAKAVI | TERADAL
5276 | MAHALINGAPUR_220KV | MAHALINGAPUR_220KV | 111759328F | TERADAL_110KV | BANK-3 | F09 | F | F09-SASALATTI | AGRICULTURE | BAGALKOT | RABAKAVI-BANAHATTI | BELAGAVI | BAGALKOT | JAMAKHANDI | RABAKAVI | TERADAL
5277 | MAHALINGAPUR_220KV | MAHALINGAPUR_220KV | 111759328G | TERADAL_110KV | BANK-2 | F07 | G | F07-THIRD PATA | AGRICULTURE | BAGALKOT | RABAKAVI-BANAHATTI | BELAGAVI | BAGALKOT | JAMAKHANDI | RABAKAVI | TERADAL
5278 | MAHALINGAPUR_220KV | MAHALINGAPUR_220KV | 111759328H | TERADAL_110KV | BANK-3 | F10 | H | F10-SASALATTI LINK LINE | AGRICULTURE | BAGALKOT | RABAKAVI-BANAHATTI | BELAGAVI | BAGALKOT | JAMAKHANDI | RABAKAVI | TERADAL
5279 | MAHALINGAPUR_220KV | MAHALINGAPUR_220KV | 111759328I | TERADAL_110KV | BANK-3 | F11 | I | F11-KALATIPPI LINK LINE | AGRICULTURE | BAGALKOT | RABAKAVI-BANAHATTI | BELAGAVI | BAGALKOT | JAMAKHANDI | RABAKAVI | TERADAL
5280 | MAHALINGAPUR_220KV | MAHALINGAPUR_220KV | 111759328J | TERADAL_110KV | BANK-3 | F12 | J | F12-GOLABHAVI | AGRICULTURE | BAGALKOT | RABAKAVI-BANAHATTI | BELAGAVI | BAGALKOT | JAMAKHANDI | RABAKAVI | TERADAL
5281 | MAHALINGAPUR_220KV | MAHALINGAPUR_220KV | 111759328O | TERADAL_110KV | BANK-3 | F13 | O | F13-SHRI ALLAMAPRABHU GUDI | URBAN NDHQ | BAGALKOT | RABAKAVI-BANAHATTI | BELAGAVI | BAGALKOT | JAMAKHANDI | RABAKAVI | TERADAL
5282 | MAHALINGAPUR_220KV | MAHALINGAPUR_220KV | 111759328P | TERADAL_110KV | BANK-4 | F14 | P | F14-BASAVAN GUDI | AGRICULTURE | BAGALKOT | RABAKAVI-BANAHATTI | BELAGAVI | BAGALKOT | JAMAKHANDI | RABAKAVI | TERADAL
5283 | MAHALINGAPUR_220KV | MAHALINGAPUR_220KV | 111759328K | TERADAL_110KV | BANK-4 | F16 | K | F16-THIRD PATA LINK LINE | AGRICULTURE | BAGALKOT | RABAKAVI-BANAHATTI | BELAGAVI | BAGALKOT | JAMAKHANDI | RABAKAVI | TERADAL
5284 | MAHALINGAPUR_220KV | MAHALINGAPUR_220KV | 111759328L | TERADAL_110KV | BANK-4 | F17 | L | F17-GOLABHAVI LINK LINE | AGRICULTURE | BAGALKOT | RABAKAVI-BANAHATTI | BELAGAVI | BAGALKOT | JAMAKHANDI | RABAKAVI | TERADAL
5285 | MAHALINGAPUR_220KV | MAHALINGAPUR_220KV | 111759328M | TERADAL_110KV | BANK-3 | F15 | M | F15-GOLBANVI NJY | NJY | BAGALKOT | RABAKAVI-BANAHATTI | BELAGAVI | BAGALKOT | JAMAKHANDI | RABAKAVI | TERADAL
5286 | MAHALINGAPUR_220KV | MAHALINGAPUR_220KV | 111759328N | TERADAL_110KV | BANK-2 | F06 | N | F06-DESAI KERI THIRD CANAL | AGRICULTURE | BAGALKOT | RABAKAVI-BANAHATTI | BELAGAVI | BAGALKOT | JAMAKHANDI | RABAKAVI | TERADAL
5294 | VIJAYAPUR_220KV | BHUTANAL_110KV | 182469329A | TIDAGUNDI_33KV | BANK-1 | F01 | A | F01-MAKHANAPUR IP | AGRICULTURE | VIJAYAPUR | VIJAYAPUR | BELAGAVI | VIJAYAPUR | VIJAYAPUR | VIJAYAPUR RSD | KANNUR
5295 | VIJAYAPUR_220KV | BHUTANAL_110KV | 182469329B | TIDAGUNDI_33KV | BANK-2 | F02 | B | F02-KANNUR IP | AGRICULTURE | VIJAYAPUR | VIJAYAPUR | BELAGAVI | VIJAYAPUR | VIJAYAPUR | VIJAYAPUR RSD | KANNUR
5296 | VIJAYAPUR_220KV | BHUTANAL_110KV | 182469329C | TIDAGUNDI_33KV | BANK-1 | F03 | C | F03-KANNAL IP | AGRICULTURE | VIJAYAPUR | VIJAYAPUR | BELAGAVI | VIJAYAPUR | VIJAYAPUR | VIJAYAPUR RSD | KANNUR
5297 | VIJAYAPUR_220KV | BHUTANAL_110KV | 182469329D | TIDAGUNDI_33KV | BANK-1 | F04 | D | F04-TIDAGUNDI | AGRICULTURE | VIJAYAPUR | VIJAYAPUR | BELAGAVI | VIJAYAPUR | VIJAYAPUR | VIJAYAPUR RSD | KANNUR
5298 | VIJAYAPUR_220KV | BHUTANAL_110KV | 182469329E | TIDAGUNDI_33KV | BANK-1 | F05 | E | F05-DOMANAL IP | AGRICULTURE | VIJAYAPUR | VIJAYAPUR | BELAGAVI | VIJAYAPUR | VIJAYAPUR | VIJAYAPUR RSD | KANNUR
5299 | VIJAYAPUR_220KV | BHUTANAL_110KV | 182469329F | TIDAGUNDI_33KV | BANK-2 | F06 | F | F06-SHIRANAL IP | AGRICULTURE | VIJAYAPUR | VIJAYAPUR | BELAGAVI | VIJAYAPUR | VIJAYAPUR | VIJAYAPUR RSD | KANNUR
5300 | VIJAYAPUR_220KV | BHUTANAL_110KV | 182469329G | TIDAGUNDI_33KV | BANK-1 | F07 | G | F07-TIDAGUNDI NJY | NJY | VIJAYAPUR | VIJAYAPUR | BELAGAVI | VIJAYAPUR | VIJAYAPUR | VIJAYAPUR RSD | KANNUR
5301 | VIJAYAPUR_220KV | BHUTANAL_110KV | 182469329H | TIDAGUNDI_33KV | BANK-2 | F08 | H | F08-KANNUR NJY | NJY | VIJAYAPUR | VIJAYAPUR | BELAGAVI | VIJAYAPUR | VIJAYAPUR | VIJAYAPUR RSD | KANNUR
5302 | VIJAYAPUR_220KV | BHUTANAL_110KV | 182469329M | TIDAGUNDI_33KV | BANK-2 | F09 | M | F09-MADSANAL IP | AGRICULTURE | VIJAYAPUR | VIJAYAPUR | BELAGAVI | VIJAYAPUR | VIJAYAPUR | VIJAYAPUR RSD | SHIVANAGI
5303 | VIJAYAPUR_220KV | BHUTANAL_110KV | 182469329I | TIDAGUNDI_33KV | BANK-3 | F14 | I | F14-KANNUR DARGA | AGRICULTURE | VIJAYAPUR | VIJAYAPUR | BELAGAVI | VIJAYAPUR | VIJAYAPUR | VIJAYAPUR RSD | KANNUR
5304 | VIJAYAPUR_220KV | BHUTANAL_110KV | 182469329K | TIDAGUNDI_33KV | BANK-2 | F10 | K | F10-TOLL WAY | URBAN NDHQ | VIJAYAPUR | VIJAYAPUR | BELAGAVI | VIJAYAPUR | VIJAYAPUR | VIJAYAPUR RSD | KANNUR
5305 | VIJAYAPUR_220KV | BHUTANAL_110KV | 182469329L | TIDAGUNDI_33KV | BANK-3 | F11 | L | F11-GALAVE NAGAR IP | AGRICULTURE | VIJAYAPUR | VIJAYAPUR | BELAGAVI | VIJAYAPUR | VIJAYAPUR | VIJAYAPUR RSD | KANNUR
5306 | VIJAYAPUR_220KV | BHUTANAL_110KV | 182469329N | TIDAGUNDI_33KV | BANK-3 | F12 | N | F12-GUNAKI IP | AGRICULTURE | VIJAYAPUR | VIJAYAPUR | BELAGAVI | VIJAYAPUR | VIJAYAPUR | VIJAYAPUR RSD | SHIVANAGI
5307 | VIJAYAPUR_220KV | BHUTANAL_110KV | 182469329O | TIDAGUNDI_33KV | BANK-3 | F13 | O | F13-GUDI IP | AGRICULTURE | VIJAYAPUR | VIJAYAPUR | BELAGAVI | VIJAYAPUR | VIJAYAPUR | VIJAYAPUR RSD | SHIVANAGI
5310 | MUGALKHOD (KABBUR)_220KV | NAGANUR_110KV | 121185458A | TIGADI_110KV | BANK-1 | F01 | A | F01-HONAKUPPI NJY | NJY | BELAGAVI | MUDALAGI | BELAGAVI | BELAGAVI | GHATAPRABHA | MUDALAGI | KULAGOD
5311 | MUGALKHOD (KABBUR)_220KV | NAGANUR_110KV | 121185458H | TIGADI_110KV | BANK-2 | F08 | H | F08-MASAGUPPI IP | AGRICULTURE | BELAGAVI | MUDALAGI | BELAGAVI | BELAGAVI | GHATAPRABHA | MUDALAGI | TIGADI
5312 | MUGALKHOD (KABBUR)_220KV | NAGANUR_110KV | 121185458I | TIGADI_110KV | BANK-2 | F09 | I | F09-TIGADI IP | AGRICULTURE | BELAGAVI | MUDALAGI | BELAGAVI | BELAGAVI | GHATAPRABHA | MUDALAGI | TIGADI
5313 | MUGALKHOD (KABBUR)_220KV | NAGANUR_110KV | 121185458J | TIGADI_110KV | BANK-2 | F10 | J | F10-PATAGUNDDI IP | AGRICULTURE | BELAGAVI | MUDALAGI | BELAGAVI | BELAGAVI | GHATAPRABHA | MUDALAGI | TIGADI
5314 | MUGALKHOD (KABBUR)_220KV | NAGANUR_110KV | 121185458K | TIGADI_110KV | BANK-2 | F11 | K | F11-SUNADHOLI IP | AGRICULTURE | BELAGAVI | MUDALAGI | BELAGAVI | BELAGAVI | GHATAPRABHA | MUDALAGI | TIGADI
5315 | MUGALKHOD (KABBUR)_220KV | NAGANUR_110KV | 121185458L | TIGADI_110KV | BANK-2 | F12 | L | F12-SIDDAPURHATTI IP | AGRICULTURE | BELAGAVI | MUDALAGI | BELAGAVI | BELAGAVI | GHATAPRABHA | MUDALAGI | TIGADI
5316 | MUGALKHOD (KABBUR)_220KV | NAGANUR_110KV | 121185458B | TIGADI_110KV | BANK-1 | F02 | B | F02-KAPARATTI | AGRICULTURE | BELAGAVI | MUDALAGI | BELAGAVI | BELAGAVI | GHATAPRABHA | MUDALAGI | TIGADI
5317 | MUGALKHOD (KABBUR)_220KV | NAGANUR_110KV | 121185458D | TIGADI_110KV | BANK-1 | F04 | D | F04-TALAKATNAL | AGRICULTURE | BELAGAVI | MUDALAGI | BELAGAVI | BELAGAVI | GHATAPRABHA | MUDALAGI | TIGADI
5318 | MUGALKHOD (KABBUR)_220KV | NAGANUR_110KV | 121185458E | TIGADI_110KV | BANK-1 | F05 | E | F05-KHANDRATTI NJY | NJY | BELAGAVI | MUDALAGI | BELAGAVI | BELAGAVI | GHATAPRABHA | MUDALAGI | TIGADI
5319 | MUGALKHOD (KABBUR)_220KV | NAGANUR_110KV | 121185458F | TIGADI_110KV | BANK-1 | F06 | F | F06-WADERATTI | AGRICULTURE | BELAGAVI | MUDALAGI | BELAGAVI | BELAGAVI | GHATAPRABHA | MUDALAGI | TIGADI
5320 | MUGALKHOD (KABBUR)_220KV | NAGANUR_110KV | 121130458C | TIGADI_110KV | BANK-1 | F03 | C | F03-BILAKUNDI | AGRICULTURE | BELAGAVI | GOKAK | BELAGAVI | BELAGAVI | GHATAPRABHA | GOKAK | MAMADAPUR
5321 | M.K. HUBLI_220KV |  | 120406478A | TIGADI(BHL)_110KV | BANK-1 | F01 | A | F01-GANIKOPPA NJY | NJY | BELAGAVI | BAILHONGAL | BELAGAVI | BELAGAVI | BAILHONGAL | BAILHONGAL | SAMPAGAON
5322 | M.K. HUBLI_220KV |  | 120406478B | TIGADI(BHL)_110KV | BANK-1 | F02 | B | F02-PULARKOPPA IP | AGRICULTURE | BELAGAVI | BAILHONGAL | BELAGAVI | BELAGAVI | BAILHONGAL | BAILHONGAL | SAMPAGAON
5323 | M.K. HUBLI_220KV |  | 120406478C | TIGADI(BHL)_110KV | BANK-1 | F03 | C | F03-MARAKATTI NJY | NJY | BELAGAVI | BAILHONGAL | BELAGAVI | BELAGAVI | BAILHONGAL | BAILHONGAL | SAMPAGAON
5324 | M.K. HUBLI_220KV |  | 120406478D | TIGADI(BHL)_110KV | BANK-1 | F04 | D | F04-KALLUR IP | AGRICULTURE | BELAGAVI | BAILHONGAL | BELAGAVI | BELAGAVI | BAILHONGAL | BAILHONGAL | SAMPAGAON
5325 | M.K. HUBLI_220KV |  | 120406478E | TIGADI(BHL)_110KV | BANK-1 | F05 | E | F05-GIRIYAL IP | AGRICULTURE | BELAGAVI | BAILHONGAL | BELAGAVI | BELAGAVI | BAILHONGAL | BAILHONGAL | SAMPAGAON
5326 | VIJAYAPUR_220KV | VIJAYAPUR_220KV | 182469331A | TIKOTA_110KV | BANK-1 | F01 | A | F01-LAXMI GUDI IP | AGRICULTURE | VIJAYAPUR | TIKOTA | BELAGAVI | VIJAYAPUR | VIJAYAPUR | TIKOTA | BIJJARGI
5327 | VIJAYAPUR_220KV | VIJAYAPUR_220KV | 182469331B | TIKOTA_110KV | BANK-1 | F02 | B | F02-K.KAVATAGI IP | AGRICULTURE | VIJAYAPUR | VIJAYAPUR | BELAGAVI | VIJAYAPUR | VIJAYAPUR | TIKOTA | BIJJARGI
5328 | VIJAYAPUR_220KV | VIJAYAPUR_220KV | 182469331C | TIKOTA_110KV | BANK-1 | F03 | C | F03-S.D.HATTI IP+ S.D.HATTI LINK LINE | AGRICULTURE | VIJAYAPUR | VIJAYAPUR | BELAGAVI | VIJAYAPUR | VIJAYAPUR | TIKOTA | BIJJARGI
5329 | VIJAYAPUR_220KV | VIJAYAPUR_220KV | 182469331D | TIKOTA_110KV | BANK-2 | F13 | D | F13-JACKWELL | WATER SUPPLY | VIJAYAPUR | VIJAYAPUR | BELAGAVI | VIJAYAPUR | VIJAYAPUR | TIKOTA | TIKOTA
5330 | VIJAYAPUR_220KV | VIJAYAPUR_220KV | 182469331E | TIKOTA_110KV | BANK-1 | F04 | E | F04-TIKOTA CITY-I | URBAN NDHQ | VIJAYAPUR | TIKOTA | BELAGAVI | VIJAYAPUR | VIJAYAPUR | TIKOTA | TIKOTA
5331 | VIJAYAPUR_220KV | VIJAYAPUR_220KV | 182469331F | TIKOTA_110KV | BANK-2 | F08 | F | F08-KANAMADI IP | AGRICULTURE | VIJAYAPUR | TIKOTA | BELAGAVI | VIJAYAPUR | VIJAYAPUR | TIKOTA | BIJJARGI
5332 | VIJAYAPUR_220KV | VIJAYAPUR_220KV | 182469331G | TIKOTA_110KV | BANK-2 | F07 | G | F07-BIJJARAGAI IP | AGRICULTURE | VIJAYAPUR | VIJAYAPUR | BELAGAVI | VIJAYAPUR | VIJAYAPUR | TIKOTA | TIKOTA
5333 | VIJAYAPUR_220KV | VIJAYAPUR_220KV | 182469331H | TIKOTA_110KV | BANK-2 | F09 | H | F09-TAJAPUR IP | AGRICULTURE | VIJAYAPUR | TIKOTA | BELAGAVI | VIJAYAPUR | VIJAYAPUR | TIKOTA | TIKOTA
5334 | VIJAYAPUR_220KV | VIJAYAPUR_220KV | 182469331I | TIKOTA_110KV | BANK-2 | F10 | I | F10-TAJAPUR LINK LINE | AGRICULTURE | VIJAYAPUR | TIKOTA | BELAGAVI | VIJAYAPUR | VIJAYAPUR | TIKOTA | TIKOTA
5335 | VIJAYAPUR_220KV | VIJAYAPUR_220KV | 182469331J | TIKOTA_110KV | BANK-2 | F11 | J | F11-TAJAPUR NJY | NJY | VIJAYAPUR | TIKOTA | BELAGAVI | VIJAYAPUR | VIJAYAPUR | TIKOTA | TIKOTA
5336 | VIJAYAPUR_220KV | VIJAYAPUR_220KV | 182469331K | TIKOTA_110KV | BANK-2 | F12 | K | F12-HONAWAD LINK LINE | AGRICULTURE | VIJAYAPUR | TIKOTA | BELAGAVI | VIJAYAPUR | VIJAYAPUR | TIKOTA | TIKOTA
5337 | VIJAYAPUR_220KV | VIJAYAPUR_220KV | 182469331L | TIKOTA_110KV | BANK-2 | F06 | L | F06-S.D.HATTI NJY | NJY | VIJAYAPUR | TIKOTA | BELAGAVI | VIJAYAPUR | VIJAYAPUR | TIKOTA | BIJJARGI
5338 | VIJAYAPUR_220KV | VIJAYAPUR_220KV | 182469331M | TIKOTA_110KV | BANK-1 | F05 | M | F05-MALI VASTI IP | AGRICULTURE | VIJAYAPUR | TIKOTA | BELAGAVI | VIJAYAPUR | VIJAYAPUR | TIKOTA | TIKOTA
5339 | VIJAYAPUR_220KV | VIJAYAPUR_220KV | 182469331N | TIKOTA_110KV | BANK-3 | F14 | N | F14-RAMPUR LINK LINE | AGRICULTURE | VIJAYAPUR | TIKOTA | BELAGAVI | VIJAYAPUR | VIJAYAPUR | TIKOTA | TIKOTA
5340 | VIJAYAPUR_220KV | VIJAYAPUR_220KV | 182469331O | TIKOTA_110KV | BANK-3 | F15 | O | F15-RAMPUR IP | AGRICULTURE | VIJAYAPUR | TIKOTA | BELAGAVI | VIJAYAPUR | VIJAYAPUR | TIKOTA | TIKOTA
5341 | VIJAYAPUR_220KV | VIJAYAPUR_220KV | 182469331P | TIKOTA_110KV | BANK-3 | F16 | P | F16-TIKOTA NJY | NJY | VIJAYAPUR | TIKOTA | BELAGAVI | VIJAYAPUR | VIJAYAPUR | TIKOTA | TIKOTA
5342 | VIJAYAPUR_220KV | VIJAYAPUR_220KV | 182469331Q | TIKOTA_110KV | BANK-3 | F17 | Q | F17-KOTYAL IP | AGRICULTURE | VIJAYAPUR | TIKOTA | BELAGAVI | VIJAYAPUR | VIJAYAPUR | TIKOTA | TIKOTA
5343 | VIJAYAPUR_220KV | VIJAYAPUR_220KV | 182469331R | TIKOTA_110KV | BANK-3 | F18 | R | F18-K.SIDDAPUR IP | AGRICULTURE | VIJAYAPUR | TIKOTA | BELAGAVI | VIJAYAPUR | VIJAYAPUR | TIKOTA | TIKOTA
5344 | VIJAYAPUR_220KV | VIJAYAPUR_220KV | 182480331S | TIKOTA_110KV | BANK-1 | F19 | S | F19-HARANAL IP | AGRICULTURE | VIJAYAPUR | TIKOTA | BELAGAVI | VIJAYAPUR | VIJAYAPUR | TIKOTA | TIKOTA
5349 | HAVERI_220KV | HAVERI_220KV | 242236332A | TILAVALLI_110KV | BANK-1 | F01 | A | F01-KACHAVI | AGRICULTURE | HAVERI | HIREKERUR | HUBBALLI | HAVERI | RANEBENNUR | HIREKERUR | HAUNSBHAVI
5350 | HAVERI_220KV | HAVERI_220KV | 241233332B | TILAVALLI_110KV | BANK-1 | F02 | B | F02-JALI | AGRICULTURE | HAVERI | HANGAL | HUBBALLI | HAVERI | HAVERI | HANGAL | TILAVALLI
5351 | HAVERI_220KV | HAVERI_220KV | 241233332C | TILAVALLI_110KV | BANK-1 | F03 | C | F03-TILAVALLI TOWN NJY | NJY | HAVERI | HANGAL | HUBBALLI | HAVERI | HAVERI | HANGAL | TILAVALLI
5352 | HAVERI_220KV | HAVERI_220KV | 241233332D | TILAVALLI_110KV | BANK-1 | F04 | D | F04-KALAGUDDI IP | AGRICULTURE | HAVERI | HANGAL | HUBBALLI | HAVERI | HAVERI | HANGAL | TILAVALLI
5353 | HAVERI_220KV | HAVERI_220KV | 241233332E | TILAVALLI_110KV | BANK-1 | F05 | E | F05-KIRAVADI IP | AGRICULTURE | HAVERI | HANGAL | HUBBALLI | HAVERI | HAVERI | HANGAL | TILAVALLI
5354 | HAVERI_220KV | HAVERI_220KV | 242211332F | TILAVALLI_110KV | BANK-1 | F06 | F | F06-GUDDAD MALLAPUR IP | AGRICULTURE | HAVERI | BYADAGI | HUBBALLI | HAVERI | RANEBENNUR | BYADAGI | KAGINELE
5355 | HAVERI_220KV | HAVERI_220KV | 241233332G | TILAVALLI_110KV | BANK-2 | F07 | G | F07-TILAVALLI | AGRICULTURE | HAVERI | HANGAL | HUBBALLI | HAVERI | HAVERI | HANGAL | TILAVALLI
5356 | HAVERI_220KV | HAVERI_220KV | 241233332H | TILAVALLI_110KV | BANK-2 | F08 | H | F08-KEREKYATANAHALLI | AGRICULTURE | HAVERI | HANGAL | HUBBALLI | HAVERI | HAVERI | HANGAL | TILAVALLI
5357 | HAVERI_220KV | HAVERI_220KV | 241233332I | TILAVALLI_110KV | BANK-2 | F09 | I | F09-HIREBASUR | AGRICULTURE | HAVERI | HANGAL | HUBBALLI | HAVERI | HAVERI | HANGAL | TILAVALLI
5358 | HAVERI_220KV | HAVERI_220KV | 241233332J | TILAVALLI_110KV | BANK-2 | F10 | J | F10-BYATANAL IP | AGRICULTURE | HAVERI | HANGAL | HUBBALLI | HAVERI | HAVERI | HANGAL | TILAVALLI
5359 | HAVERI_220KV | HAVERI_220KV | 241233332K | TILAVALLI_110KV | BANK-2 | F11 | K | F11-KUSANUR NJY | NJY | HAVERI | HANGAL | HUBBALLI | HAVERI | HAVERI | HANGAL | TILAVALLI
5360 | HAVERI_220KV | HAVERI_220KV | 242211332L | TILAVALLI_110KV | BANK-2 | F12 | L | F12-GALAPUJI IP | AGRICULTURE | HAVERI | BYADAGI | HUBBALLI | HAVERI | RANEBENNUR | BYADAGI | KAGINELE
5361 | HAVERI_220KV | HAVERI_220KV | 242211332M | TILAVALLI_110KV | BANK-1 | F13 | M | F13-ATTIKATTI IP | AGRICULTURE | HAVERI | BYADAGI | HUBBALLI | HAVERI | RANEBENNUR | BYADAGI | KAGINELE
5362 | HAVERI_220KV | HAVERI_220KV | 242236332N | TILAVALLI_110KV | BANK-2 | F14 | N | F14-PURPUNDIKOPPA | AGRICULTURE | HAVERI | HIREKERUR | HUBBALLI | HAVERI | RANEBENNUR | HIREKERUR | HAUNSBHAVI
5363 | HAVERI_220KV | HAVERI_220KV | 241233332O | TILAVALLI_110KV | BANK-2 | F15 | O | F15-INAM LAKAMAPUR | AGRICULTURE | HAVERI | HANGAL | HUBBALLI | HAVERI | HAVERI | HANGAL | TILAVALLI
5364 | HAVERI_220KV | HAVERI_220KV | 242211332P | TILAVALLI_110KV | BANK-1 | F16 | P | F16-DUMMIHALA NJY | NJY | HAVERI | BYADAGI | HUBBALLI | HAVERI | RANEBENNUR | BYADAGI | KAGINELE
5365 | HAVERI_220KV | HAVERI_220KV | 242211332Q | TILAVALLI_110KV | BANK-3 | F17 | Q | F17-CHIKKABASUR IP | AGRICULTURE | HAVERI | BYADAGI | HUBBALLI | HAVERI | RANEBENNUR | BYADAGI | KAGINELE
5366 | HAVERI_220KV | HAVERI_220KV | 242236332R | TILAVALLI_110KV | BANK-3 | F18 | R | F18-HIRIYARKERI | AGRICULTURE | HAVERI | HIREKERUR | HUBBALLI | HAVERI | RANEBENNUR | HIREKERUR | HIREKERUR
5369 | ATHANI_220KV | ATHANI_220KV | 111741333A | TODALABAGI_110KV | BANK-1 | F01 | A | F01-ADIHUDI NJY | NJY | BAGALKOT | JAMAKHANDI | BELAGAVI | BAGALKOT | JAMAKHANDI | JAMAKHANDI | TODALABAGI
5370 | ATHANI_220KV | ATHANI_220KV | 111741333B | TODALABAGI_110KV | BANK-1 | F04 | B | F04-ADIHUDI MADDI | AGRICULTURE | BAGALKOT | JAMAKHANDI | BELAGAVI | BAGALKOT | JAMAKHANDI | JAMAKHANDI | TODALABAGI
5371 | ATHANI_220KV | ATHANI_220KV | 111741333C | TODALABAGI_110KV | BANK-1 | F03 | C | F03-GOTHE | AGRICULTURE | BAGALKOT | JAMAKHANDI | BELAGAVI | BAGALKOT | JAMAKHANDI | JAMAKHANDI | TODALABAGI
5372 | ATHANI_220KV | ATHANI_220KV | 111741333D | TODALABAGI_110KV | BANK-1 | F05 | D | F05-ADIHUDI+KANOLI IP | AGRICULTURE | BAGALKOT | JAMAKHANDI | BELAGAVI | BAGALKOT | JAMAKHANDI | JAMAKHANDI | TODALABAGI
5373 | ATHANI_220KV | ATHANI_220KV | 111741333E | TODALABAGI_110KV | BANK-1 | F07 | E | F07-ADIHUDI | AGRICULTURE | BAGALKOT | JAMAKHANDI | BELAGAVI | BAGALKOT | JAMAKHANDI | JAMAKHANDI | TODALABAGI
5374 | ATHANI_220KV | ATHANI_220KV | 111741333F | TODALABAGI_110KV | BANK-2 | F06 | F | F06-GADYAL | AGRICULTURE | BAGALKOT | JAMAKHANDI | BELAGAVI | BAGALKOT | JAMAKHANDI | JAMAKHANDI | TODALABAGI
5375 | ATHANI_220KV | ATHANI_220KV | 111741333G | TODALABAGI_110KV | BANK-2 | F02 | G | F02-TODALABAGI KERI | AGRICULTURE | BAGALKOT | JAMAKHANDI | BELAGAVI | BAGALKOT | JAMAKHANDI | JAMAKHANDI | TODALABAGI
5376 | ATHANI_220KV | ATHANI_220KV | 111741333H | TODALABAGI_110KV | BANK-2 | F08 | H | F08-TODALABAGI MADDI | AGRICULTURE | BAGALKOT | JAMAKHANDI | BELAGAVI | BAGALKOT | JAMAKHANDI | JAMAKHANDI | TODALABAGI
5378 | ATHANI_220KV | ATHANI_220KV | 111741333K | TODALABAGI_110KV | BANK-3 | F11 | K | F11-BIDARI VILLAGE + CHIKKALAKI | AGRICULTURE | BAGALKOT | JAMAKHANDI | BELAGAVI | BAGALKOT | JAMAKHANDI | JAMAKHANDI | TODALABAGI
5379 | ATHANI_220KV | ATHANI_220KV | 111741333L | TODALABAGI_110KV | BANK-3 | F12 | L | F12-BIDARI IP | AGRICULTURE | BAGALKOT | JAMAKHANDI | BELAGAVI | BAGALKOT | JAMAKHANDI | JAMAKHANDI | TODALABAGI
5380 | ATHANI_220KV | ATHANI_220KV | 111741333M | TODALABAGI_110KV | BANK-3 | F13 | M | F13-GOTHE KERI | AGRICULTURE | BAGALKOT | JAMAKHANDI | BELAGAVI | BAGALKOT | JAMAKHANDI | JAMAKHANDI | TODALABAGI
5381 | ATHANI_220KV | ATHANI_220KV | 111741333N | TODALABAGI_110KV | BANK-3 | F14 | N | F14-KAVATAGI | AGRICULTURE | BAGALKOT | JAMAKHANDI | BELAGAVI | BAGALKOT | JAMAKHANDI | JAMAKHANDI | TODALABAGI
5382 | ATHANI_220KV | ATHANI_220KV | 111741333O | TODALABAGI_110KV | BANK-3 | F15 | O | F15-TODALABAGI NJY | NJY | BAGALKOT | JAMAKHANDI | BELAGAVI | BAGALKOT | JAMAKHANDI | JAMAKHANDI | TODALABAGI
5383 | ATHANI_220KV | ATHANI_220KV | 111741333I | TODALABAGI_110KV | BANK-2 | F09 | I | F09-KATRAL IP | AGRICULTURE | VIJAYAPUR | BABALESHWAR | BELAGAVI | VIJAYAPUR | VIJAYAPUR | BABALESHWAR | KAMBAGI
5384 | ATHANI_220KV | ATHANI_220KV | 111741333R | TODALABAGI_110KV | BANK-2 | F10 | R | F10-HEBBLATTI IP | AGRICULTURE | VIJAYAPUR | VIJAYAPUR | BELAGAVI | VIJAYAPUR | VIJAYAPUR | BABALESHWAR | NIDONI
5390 | VAJRAMATTI_220KV | SHIRGUPPI_110KV | 111910377A | TOLAMATTI_110KV | BANK-2 | F09 | A | F09-TOLAMATTI NJY | NJY | BAGALKOT | BILAGI | BELAGAVI | BAGALKOT | MUDHOL | BILAGI | ANAGAWADI
5391 | VAJRAMATTI_220KV | SHIRGUPPI_110KV | 111910377B | TOLAMATTI_110KV | BANK-2 | F11 | B | F11-BASAVESWAR | AGRICULTURE | BAGALKOT | BILAGI | BELAGAVI | BAGALKOT | MUDHOL | BILAGI | ANAGAWADI
5392 | VAJRAMATTI_220KV | SHIRGUPPI_110KV | 111910377I | TOLAMATTI_110KV | BANK-1 | F02 | I | F02-BEERESWAR | AGRICULTURE | BAGALKOT | BILAGI | BELAGAVI | BAGALKOT | MUDHOL | BILAGI | ANAGAWADI
5393 | VAJRAMATTI_220KV | SHIRGUPPI_110KV | 111910377C | TOLAMATTI_110KV | BANK-2 | F12 | C | F12-TOLAMATTI | AGRICULTURE | BAGALKOT | BILAGI | BELAGAVI | BAGALKOT | MUDHOL | BILAGI | ANAGAWADI
5394 | VAJRAMATTI_220KV | SHIRGUPPI_110KV | 111910377D | TOLAMATTI_110KV | BANK-1 | F03 | D | F03-HERAKAL | AGRICULTURE | BAGALKOT | BILAGI | BELAGAVI | BAGALKOT | MUDHOL | BILAGI | ANAGAWADI
5395 | VAJRAMATTI_220KV | SHIRGUPPI_110KV | 111910377E | TOLAMATTI_110KV | BANK-1 | F04 | E | F04-YALLIGUTTI | AGRICULTURE | BAGALKOT | BILAGI | BELAGAVI | BAGALKOT | MUDHOL | BILAGI | ANAGAWADI
5396 | VAJRAMATTI_220KV | SHIRGUPPI_110KV | 111910377F | TOLAMATTI_110KV | BANK-1 | F06 | F | F06-VARIMALAI | AGRICULTURE | BAGALKOT | BILAGI | BELAGAVI | BAGALKOT | MUDHOL | BILAGI | ANAGAWADI
5397 | VAJRAMATTI_220KV | SHIRGUPPI_110KV | 111910377J | TOLAMATTI_110KV | BANK-2 | F07 | J | F07-CHANDRADEVI | AGRICULTURE | BAGALKOT | BILAGI | BELAGAVI | BAGALKOT | MUDHOL | BILAGI | ANAGAWADI
5398 | VAJRAMATTI_220KV | SHIRGUPPI_110KV | 110365377H | TOLAMATTI_110KV | BANK-2 | F08 | H | F08-SALAGUNDI IP | AGRICULTURE | BAGALKOT | BAGALKOT | BELAGAVI | BAGALKOT | BAGALKOT | BAGALKOT RSD | GADDANKERI
5399 | VAJRAMATTI_220KV | SHIRGUPPI_110KV | 111910377K | TOLAMATTI_110KV | BANK-2 | F10 | K | F10-MALIYAPPAYYA | AGRICULTURE | BAGALKOT | BILAGI | BELAGAVI | BAGALKOT | MUDHOL | BILAGI | ANAGAWADI
5400 | VAJRAMATTI_220KV | SHIRGUPPI_110KV | 111910377L | TOLAMATTI_110KV | BANK-1 | F01 | L | F01-ADISHAKTI LAKKAMMADEVI | AGRICULTURE | BAGALKOT | BILAGI | BELAGAVI | BAGALKOT | MUDHOL | BILAGI | ANAGAWADI
5401 | VAJRAMATTI_220KV | SHIRGUPPI_110KV | 111910377M | TOLAMATTI_110KV | BANK-1 | F05 | M | F05-GAJANANA | AGRICULTURE | BAGALKOT | BILAGI | BELAGAVI | BAGALKOT | MUDHOL | BILAGI | ANAGAWADI
5405 | VIJAYAPUR_220KV | VIJAYAPUR_220KV | 182469334A | TORAVI_110KV | BANK-1 | F04 | A | F04-HOSATTI IP | AGRICULTURE | VIJAYAPUR | VIJAYAPUR | BELAGAVI | VIJAYAPUR | VIJAYAPUR | TIKOTA | TIKOTA
5406 | VIJAYAPUR_220KV | VIJAYAPUR_220KV | 182469334B | TORAVI_110KV | BANK-1 | F06 | B | F06-DONI | AGRICULTURE | VIJAYAPUR | VIJAYAPUR | BELAGAVI | VIJAYAPUR | VIJAYAPUR | TIKOTA | TIKOTA
5407 | VIJAYAPUR_220KV | VIJAYAPUR_220KV | 182469334C | TORAVI_110KV | BANK-2 | F07 | C | F07-DHANDARGI NJY | NJY | VIJAYAPUR | VIJAYAPUR | BELAGAVI | VIJAYAPUR | VIJAYAPUR | TIKOTA | TIKOTA
5408 | VIJAYAPUR_220KV | VIJAYAPUR_220KV | 182419334D | TORAVI_110KV | BANK-2 | F10 | D | F10-SENANAGAR | URBAN DHQ | VIJAYAPUR | VIJAYAPUR | BELAGAVI | VIJAYAPUR | VIJAYAPUR | VIJAYAPUR CSD-2 | NAVRASPUR
5409 | VIJAYAPUR_220KV | VIJAYAPUR_220KV | 182469334E | TORAVI_110KV | BANK-2 | F11 | E | F11-TORAVI NJY | NJY | VIJAYAPUR | VIJAYAPUR | BELAGAVI | VIJAYAPUR | VIJAYAPUR | TIKOTA | TIKOTA
5410 | VIJAYAPUR_220KV | VIJAYAPUR_220KV | 182469334F | TORAVI_110KV | BANK-3 | F19 | F | F19-MAHALA BAGAYAT IP | AGRICULTURE | VIJAYAPUR | VIJAYAPUR | BELAGAVI | VIJAYAPUR | VIJAYAPUR | VIJAYAPUR RSD | NAGTHAN
5411 | VIJAYAPUR_220KV | VIJAYAPUR_220KV | 182419334G | TORAVI_110KV | BANK-2 | F14 | G | F14-KSRTC COLONY | URBAN DHQ | VIJAYAPUR | VIJAYAPUR | BELAGAVI | VIJAYAPUR | VIJAYAPUR | VIJAYAPUR CSD-2 | NAVRASPUR
5412 | VIJAYAPUR_220KV | VIJAYAPUR_220KV | 182419334H | TORAVI_110KV | BANK-3 | F15 | H | F15-AL AMEEN | URBAN DHQ | VIJAYAPUR | VIJAYAPUR | BELAGAVI | VIJAYAPUR | VIJAYAPUR | VIJAYAPUR CSD-2 | NAVRASPUR
5413 | VIJAYAPUR_220KV | VIJAYAPUR_220KV | 182469334I | TORAVI_110KV | BANK-1 | F01 | I | F01-ATTALATTI IP | AGRICULTURE | VIJAYAPUR | TIKOTA | BELAGAVI | VIJAYAPUR | VIJAYAPUR | TIKOTA | TIKOTA
5414 | VIJAYAPUR_220KV | VIJAYAPUR_220KV | 182405334J | TORAVI_110KV | BANK-1 | F03 | J | F03-DHANYAL IP | AGRICULTURE | VIJAYAPUR | TIKOTA | BELAGAVI | VIJAYAPUR | VIJAYAPUR | BABALESHWAR | BABALESHWAR
5415 | VIJAYAPUR_220KV | VIJAYAPUR_220KV | 182469334K | TORAVI_110KV | BANK-3 | F18 | K | F18-ATTALATTI NJY | NJY | VIJAYAPUR | VIJAYAPUR | BELAGAVI | VIJAYAPUR | VIJAYAPUR | TIKOTA | TIKOTA
5416 | VIJAYAPUR_220KV | VIJAYAPUR_220KV | 182469334L | TORAVI_110KV | BANK-3 | F16 | L | F16-KESARAL | AGRICULTURE | VIJAYAPUR | VIJAYAPUR | BELAGAVI | VIJAYAPUR | VIJAYAPUR | TIKOTA | TIKOTA
5417 | VIJAYAPUR_220KV | VIJAYAPUR_220KV | 182469334N | TORAVI_110KV | BANK-2 | F09 | N | F09-DURGA IP | AGRICULTURE | VIJAYAPUR | VIJAYAPUR | BELAGAVI | VIJAYAPUR | VIJAYAPUR | TIKOTA | TIKOTA
5418 | VIJAYAPUR_220KV | VIJAYAPUR_220KV | 182469334O | TORAVI_110KV | BANK-3 | F17 | O | F17-CHOUKANDI IP | AGRICULTURE | VIJAYAPUR | TIKOTA | BELAGAVI | VIJAYAPUR | VIJAYAPUR | TIKOTA | TIKOTA
5419 | VIJAYAPUR_220KV | VIJAYAPUR_220KV | 182480334P | TORAVI_110KV | BANK-1 | F13 | P | F13-ATTALATTI LINK LINE IP | AGRICULTURE | VIJAYAPUR | TIKOTA | BELAGAVI | VIJAYAPUR | VIJAYAPUR | TIKOTA | TIKOTA
5420 | VIJAYAPUR_220KV | VIJAYAPUR_220KV | 182480334Q | TORAVI_110KV | BANK-2 | F08 | Q | F08-MUCHANDI IP | AGRICULTURE | VIJAYAPUR | TIKOTA | BELAGAVI | VIJAYAPUR | VIJAYAPUR | TIKOTA | TIKOTA
5421 | VIJAYAPUR_220KV | VIJAYAPUR_220KV | 182480334R | TORAVI_110KV | BANK-1 | F05 | R | F05-HOSATTI LINK LINE IP | AGRICULTURE | VIJAYAPUR | TIKOTA | BELAGAVI | VIJAYAPUR | VIJAYAPUR | TIKOTA | TIKOTA
5422 | VIJAYAPUR_220KV | VIJAYAPUR_220KV | 182480334S | TORAVI_110KV | BANK-1 | F02 | S | F02-DAVANKALLI | AGRICULTURE | VIJAYAPUR | TIKOTA | BELAGAVI | VIJAYAPUR | VIJAYAPUR | TIKOTA | TIKOTA
5423 | VIJAYAPUR_220KV | VIJAYAPUR_220KV | 182418334T | TORAVI_110KV | BANK-2 | F12 | T | F12-KENDRIYA VIDYALAYA | URBAN DHQ | VIJAYAPUR | VIJAYAPUR | BELAGAVI | VIJAYAPUR | VIJAYAPUR | VIJAYAPUR CSD-1 | SO-1 VIJAYAPUR
5428 | RANEBENNUR_220KV | RANEBENNUR_220KV | 242236335A | TUMMINAKATTI_110KV | BANK-1 | F01 | A | F01-TIMMENHALLI | AGRICULTURE | HAVERI | HIREKERUR | HUBBALLI | HAVERI | RANEBENNUR | RANEBENNUR-2 | TUMMINAKATTI
5429 | RANEBENNUR_220KV | RANEBENNUR_220KV | 242263335C | TUMMINAKATTI_110KV | BANK-1 | F04 | C | F04-TUMMINAKATTI NJY | NJY | HAVERI | RANEBENNUR | HUBBALLI | HAVERI | RANEBENNUR | RANEBENNUR-2 | TUMMINAKATTI
5430 | RANEBENNUR_220KV | RANEBENNUR_220KV | 242263335D | TUMMINAKATTI_110KV | BANK-1 | F05 | D | F05-MENASINAHAL NJY | NJY | HAVERI | RANEBENNUR | HUBBALLI | HAVERI | RANEBENNUR | RANEBENNUR-2 | TUMMINAKATTI
5431 | RANEBENNUR_220KV | RANEBENNUR_220KV | 242263335E | TUMMINAKATTI_110KV | BANK-1 | F03 | E | F03-BADABASAPURA | AGRICULTURE | HAVERI | RANEBENNUR | HUBBALLI | HAVERI | RANEBENNUR | RANEBENNUR-2 | TUMMINAKATTI
5432 | RANEBENNUR_220KV | RANEBENNUR_220KV | 242263335F | TUMMINAKATTI_110KV | BANK-1 | F07 | F | F07-KUSAGATTI | WATER SUPPLY | HAVERI | RANEBENNUR | HUBBALLI | HAVERI | RANEBENNUR | RANEBENNUR-2 | TUMMINAKATTI
5433 | RANEBENNUR_220KV | RANEBENNUR_220KV | 242236335G | TUMMINAKATTI_110KV | BANK-1 | F06 | G | F06-BAIRANAPAD IP | AGRICULTURE | HAVERI | RATTIHALLI | HUBBALLI | HAVERI | RANEBENNUR | RATTIHALLI | RATTIHALLI
5434 | RANEBENNUR_220KV | RANEBENNUR_220KV | 242263335H | TUMMINAKATTI_110KV | BANK-2 | F08 | H | F08-KIRAGERI IP | AGRICULTURE | HAVERI | RATTIHALLI | HUBBALLI | HAVERI | RANEBENNUR | RATTIHALLI | RATTIHALLI
5435 | RANEBENNUR_220KV | RANEBENNUR_220KV | 242263335I | TUMMINAKATTI_110KV | BANK-2 | F09 | I | F09-PATEPURA | AGRICULTURE | HAVERI | RANEBENNUR | HUBBALLI | HAVERI | RANEBENNUR | RANEBENNUR-2 | TUMMINAKATTI
5436 | RANEBENNUR_220KV | RANEBENNUR_220KV | 242263335J | TUMMINAKATTI_110KV | BANK-2 | F10 | J | F10-KADUR IP | AGRICULTURE | HAVERI | RATTIHALLI | HUBBALLI | HAVERI | RANEBENNUR | RATTIHALLI | RATTIHALLI
5437 | RANEBENNUR_220KV | RANEBENNUR_220KV | 242236335K | TUMMINAKATTI_110KV | BANK-2 | F11 | K | F11-BULLAPUR | AGRICULTURE | HAVERI | RATTIHALLI | HUBBALLI | HAVERI | RANEBENNUR | RATTIHALLI | RATTIHALLI
5438 | RANEBENNUR_220KV | RANEBENNUR_220KV | 242263335L | TUMMINAKATTI_110KV | BANK-2 | F12 | L | F12-KUDAPLI | AGRICULTURE | HAVERI | RATTIHALLI | HUBBALLI | HAVERI | RANEBENNUR | RATTIHALLI | RATTIHALLI
5448 | NARENDRA_220KV | SHEDABAL_110KV | 120406445A | TURKARSHIGIHALLI_110KV | BANK-1 | F03 | A | F03-TURKARSHIGIHALLI IP | AGRICULTURE | BELAGAVI | BAILHONGAL | BELAGAVI | BELAGAVI | BAILHONGAL | BAILHONGAL | BELAWADI
5449 | NARENDRA_220KV | SHEDABAL_110KV | 120406445B | TURKARSHIGIHALLI_110KV | BANK-1 | F05 | B | F05-HIREBELLIKATTI IP | AGRICULTURE | BELAGAVI | BAILHONGAL | BELAGAVI | BELAGAVI | BAILHONGAL | BAILHONGAL | BELAWADI
5450 | NARENDRA_220KV | SHEDABAL_110KV | 120406445C | TURKARSHIGIHALLI_110KV | BANK-1 | F06 | C | F06-GOVANAKOPPA IP | AGRICULTURE | BELAGAVI | BAILHONGAL | BELAGAVI | BELAGAVI | BAILHONGAL | BAILHONGAL | BELAWADI
5451 | NARENDRA_220KV | SHEDABAL_110KV | 120445445D | TURKARSHIGIHALLI_110KV | BANK-1 | F01 | D | F01-KOTABAGI | AGRICULTURE | BELAGAVI | KITTUR | BELAGAVI | BELAGAVI | BAILHONGAL | KITTUR | KITTUR
5452 | NARENDRA_220KV | SHEDABAL_110KV | 120445445E | TURKARSHIGIHALLI_110KV | BANK-1 | F02 | E | F02-METYAL | AGRICULTURE | BELAGAVI | KITTUR | BELAGAVI | BELAGAVI | BAILHONGAL | KITTUR | KITTUR
5453 | NARENDRA_220KV | SHEDABAL_110KV | 120406445F | TURKARSHIGIHALLI_110KV | BANK-1 | F04 | F | F04-KADASAGATTI NJY | NJY | BELAGAVI | BAILHONGAL | BELAGAVI | BELAGAVI | BAILHONGAL | BAILHONGAL | BELAWADI
5455 | NARENDRA_220KV | NARENDRA_220KV | 250866337A | UAS DHARWAD_110KV | BANK-1 | F01 | A | F01-AIRTECH | INDUSTRIAL | DHARWAD | DHARWAD | HUBBALLI | HUBBALLI | DHARWAD RURAL | DHARWAD RSD | SO-1
5456 | NARENDRA_220KV | NARENDRA_220KV | 250866337C | UAS DHARWAD_110KV | BANK-1 | F03 | C | F03-JAYALAKSHMI NJY | NJY | DHARWAD | DHARWAD | HUBBALLI | HUBBALLI | DHARWAD RURAL | DHARWAD RSD | SO-1
5457 | NARENDRA_220KV | NARENDRA_220KV | 250866337D | UAS DHARWAD_110KV | BANK-1 | F04 | D | F04-NARENDRA | AGRICULTURE | DHARWAD | DHARWAD | HUBBALLI | HUBBALLI | DHARWAD RURAL | DHARWAD RSD | SO-1
5458 | NARENDRA_220KV | NARENDRA_220KV | 250866337E | UAS DHARWAD_110KV | BANK-1 | F05 | E | F05-BASAVA COLONY | URBAN NDHQ | DHARWAD | DHARWAD | HUBBALLI | HUBBALLI | DHARWAD RURAL | DHARWAD RSD | SO-1
5459 | NARENDRA_220KV | NARENDRA_220KV | 250866337F | UAS DHARWAD_110KV | BANK-1 | F06 | F | F06-POWER GRID | URBAN NDHQ | DHARWAD | DHARWAD | HUBBALLI | HUBBALLI | DHARWAD RURAL | DHARWAD RSD | SO-1
5461 | NARENDRA_220KV | NARENDRA_220KV | 250915337B | UAS DHARWAD_110KV | BANK-1 | F02 | B | F02-AGRI COLLEGE | URBAN DHQ | DHARWAD | DHARWAD | HUBBALLI | HUBBALLI | DHARWAD URBAN | DHARWAD CSD-2 | SO4 SAIDAPURA
5462 | NARENDRA_220KV | NARENDRA_220KV | 250915337G | UAS DHARWAD_110KV | BANK-2 | F07 | G | F07-KHB | URBAN DHQ | DHARWAD | DHARWAD | HUBBALLI | HUBBALLI | DHARWAD URBAN | DHARWAD CSD-2 | SO4 SAIDAPURA
5463 | NARENDRA_220KV | NARENDRA_220KV | 250915337H | UAS DHARWAD_110KV | BANK-2 | F08 | H | F08-PEPSI | URBAN DHQ | DHARWAD | DHARWAD | HUBBALLI | HUBBALLI | DHARWAD URBAN | DHARWAD CSD-2 | SO4 SAIDAPURA
5464 | NARENDRA_220KV | NARENDRA_220KV | 250915337I | UAS DHARWAD_110KV | BANK-2 | F09 | I | F09-NARAYANPURA | URBAN DHQ | DHARWAD | DHARWAD | HUBBALLI | HUBBALLI | DHARWAD URBAN | DHARWAD CSD-2 | SO4 SAIDAPURA
5465 | NARENDRA_220KV | NARENDRA_220KV | 250915337J | UAS DHARWAD_110KV | BANK-2 | F10 | J | F10-KUMARESHWAR NAGAR | URBAN DHQ | DHARWAD | DHARWAD | HUBBALLI | HUBBALLI | DHARWAD URBAN | DHARWAD CSD-2 | SO4 SAIDAPURA
5466 | NARENDRA_220KV | NARENDRA_220KV | 250915337K | UAS DHARWAD_110KV | BANK-2 | F11 | K | F11-KILLA | URBAN DHQ | DHARWAD | DHARWAD | HUBBALLI | HUBBALLI | DHARWAD URBAN | DHARWAD CSD-2 | SO5 VIJAYA TALKIES
5467 | NARENDRA_220KV | NARENDRA_220KV | 250866337M | UAS DHARWAD_110KV | BANK-1 | F13 | M | F13-CHIKKAMALLIGAWAD NJY | NJY | DHARWAD | DHARWAD | HUBBALLI | HUBBALLI | DHARWAD RURAL | DHARWAD RSD | SO-1
5468 | BELAGAVI_220KV | BELAGAVI_220KV | 120507338A | UCHAGAON_110KV | BANK-3 | F14 | A | F14-BIJAGARNI | AGRICULTURE | BELAGAVI | BELAGAVI | BELAGAVI | BELAGAVI | BELAGAVI RURAL | BELAGAVI RSD-1 | UCHAGAON
5469 | BELAGAVI_220KV | BELAGAVI_220KV | 120507338B | UCHAGAON_110KV | BANK-1 | F02 | B | F02-BELAGUNDI | AGRICULTURE | BELAGAVI | BELAGAVI | BELAGAVI | BELAGAVI | BELAGAVI RURAL | BELAGAVI RSD-1 | UCHAGAON
5470 | BELAGAVI_220KV | BELAGAVI_220KV | 120507338C | UCHAGAON_110KV | BANK-1 | F05 | C | F05-KUDREMANI | AGRICULTURE | BELAGAVI | BELAGAVI | BELAGAVI | BELAGAVI | BELAGAVI RURAL | BELAGAVI RSD-1 | UCHAGAON
5471 | BELAGAVI_220KV | BELAGAVI_220KV | 120507338D | UCHAGAON_110KV | BANK-1 | F04 | D | F04-UCHAGAON INDUSTRIAL | INDUSTRIAL | BELAGAVI | BELAGAVI | BELAGAVI | BELAGAVI | BELAGAVI RURAL | BELAGAVI RSD-1 | UCHAGAON
5472 | BELAGAVI_220KV | BELAGAVI_220KV | 120507338E | UCHAGAON_110KV | BANK-2 | F08 | E | F08-UCHAGAON | AGRICULTURE | BELAGAVI | BELAGAVI | BELAGAVI | BELAGAVI | BELAGAVI RURAL | BELAGAVI RSD-1 | UCHAGAON
5473 | BELAGAVI_220KV | BELAGAVI_220KV | 120507338F | UCHAGAON_110KV | BANK-1 | F06 | F | F06-SULAGA NJY | NJY | BELAGAVI | BELAGAVI | BELAGAVI | BELAGAVI | BELAGAVI RURAL | BELAGAVI RSD-1 | UCHAGAON
5474 | BELAGAVI_220KV | BELAGAVI_220KV | 120507338G | UCHAGAON_110KV | BANK-1 | F01 | G | F01-SONOLI NJY | NJY | BELAGAVI | BELAGAVI | BELAGAVI | BELAGAVI | BELAGAVI RURAL | BELAGAVI RSD-1 | UCHAGAON
5475 | BELAGAVI_220KV | BELAGAVI_220KV | 120507338H | UCHAGAON_110KV | BANK-4 | F18 | H | F18-KALLEHOL | AGRICULTURE | BELAGAVI | BELAGAVI | BELAGAVI | BELAGAVI | BELAGAVI RURAL | BELAGAVI RSD-1 | UCHAGAON
5476 | BELAGAVI_220KV | BELAGAVI_220KV | 120507338I | UCHAGAON_110KV | BANK-1 | F03 | I | F03-MANDOLI NJY | NJY | BELAGAVI | BELAGAVI | BELAGAVI | BELAGAVI | BELAGAVI RURAL | BELAGAVI RSD-1 | VAIBHAVNAGAR
5477 | BELAGAVI_220KV | BELAGAVI_220KV | 120507338J | UCHAGAON_110KV | BANK-2 | F10 | J | F10-KHB1 NJY | NJY | BELAGAVI | BELAGAVI | BELAGAVI | BELAGAVI | BELAGAVI RURAL | BELAGAVI RSD-1 | VAIBHAVNAGAR
5478 | BELAGAVI_220KV | BELAGAVI_220KV | 120507338K | UCHAGAON_110KV | BANK-2 | F11 | K | F11-HINDU NAGAR NJY | NJY | BELAGAVI | BELAGAVI | BELAGAVI | BELAGAVI | BELAGAVI RURAL | BELAGAVI RSD-1 | VAIBHAVNAGAR
5479 | BELAGAVI_220KV | BELAGAVI_220KV | 120507338L | UCHAGAON_110KV | BANK-2 | F12 | L | F12-SAVAGAON | AGRICULTURE | BELAGAVI | BELAGAVI | BELAGAVI | BELAGAVI | BELAGAVI RURAL | BELAGAVI RSD-1 | VAIBHAVNAGAR
5480 | BELAGAVI_220KV | BELAGAVI_220KV | 120507338M | UCHAGAON_110KV | BANK-3 | F13 | M | F13-BELWATTI IP | AGRICULTURE | BELAGAVI | BELAGAVI | BELAGAVI | BELAGAVI | BELAGAVI RURAL | BELAGAVI RSD-1 | UCHAGAON
5481 | BELAGAVI_220KV | BELAGAVI_220KV | 120507338N | UCHAGAON_110KV | BANK-3 | F15 | N | F15-KAWLEWADI NJY | NJY | BELAGAVI | BELAGAVI | BELAGAVI | BELAGAVI | BELAGAVI RURAL | BELAGAVI RSD-1 | UCHAGAON
5482 | BELAGAVI_220KV | BELAGAVI_220KV | 120507338O | UCHAGAON_110KV | BANK-4 | F16 | O | F16-CHURMURI NJY | NJY | BELAGAVI | BELAGAVI | BELAGAVI | BELAGAVI | BELAGAVI RURAL | BELAGAVI RSD-1 | UCHAGAON
5483 | BELAGAVI_220KV | BELAGAVI_220KV | 120507338P | UCHAGAON_110KV | BANK-4 | F17 | P | F17-BEKKINKERI NJY | NJY | BELAGAVI | BELAGAVI | BELAGAVI | BELAGAVI | BELAGAVI RURAL | BELAGAVI RSD-1 | UCHAGAON
5484 | BELAGAVI_220KV | BELAGAVI_220KV | 120507338Q | UCHAGAON_110KV | BANK-2 | F07 | Q | F07-BOKNUR NJY | NJY | BELAGAVI | BELAGAVI | BELAGAVI | BELAGAVI | BELAGAVI RURAL | BELAGAVI RSD-1 | UCHAGAON
5485 | BELAGAVI_220KV | BELAGAVI_220KV | 120507338R | UCHAGAON_110KV | BANK-2 | F09 | R | F09-BACHI | AGRICULTURE | BELAGAVI | BELAGAVI | BELAGAVI | BELAGAVI | BELAGAVI RURAL | BELAGAVI RSD-1 | UCHAGAON
5491 | VAJRAMATTI_220KV | VAJRAMATTI_220KV | 110365480A | UDAGATTI SHARADAL_110KV | BANK-1 | F01 | A | F01-YALLALINGA IP | AGRICULTURE | BAGALKOT | BAGALKOT | BELAGAVI | BAGALKOT | BAGALKOT | BAGALKOT RSD | KALADAGI
5492 | VAJRAMATTI_220KV | VAJRAMATTI_220KV | 110365480B | UDAGATTI SHARADAL_110KV | BANK-1 | F02 | B | F02-BASAVESHWAR NJY | NJY | BAGALKOT | BAGALKOT | BELAGAVI | BAGALKOT | BAGALKOT | BAGALKOT RSD | KALADAGI
5493 | VAJRAMATTI_220KV | VAJRAMATTI_220KV | 110365480C | UDAGATTI SHARADAL_110KV | BANK-1 | F03 | C | F03-SADASHIV IP | AGRICULTURE | BAGALKOT | BAGALKOT | BELAGAVI | BAGALKOT | BAGALKOT | BAGALKOT RSD | KALADAGI
5494 | VAJRAMATTI_220KV | VAJRAMATTI_220KV | 111949480D | UDAGATTI SHARADAL_110KV | BANK-1 | F04 | D | F04-YERISAL | AGRICULTURE | BAGALKOT | MUDHOL | BELAGAVI | BAGALKOT | MUDHOL | LOKAPUR | BHANTANUR
5495 | VAJRAMATTI_220KV | VAJRAMATTI_220KV | 110365480E | UDAGATTI SHARADAL_110KV | BANK-1 | F05 | E | F05-BEERALINGESHWAR IP | AGRICULTURE | BAGALKOT | BAGALKOT | BELAGAVI | BAGALKOT | BAGALKOT | BAGALKOT RSD | KALADAGI
5496 | SAUNDATTI_220KV | SAUNDATTI_110KV | 120406339A | UDAKERI_33KV | BANK-1 | F01 | A | F01-KIADB BUDIHAL NJY | NJY | BELAGAVI | BAILHONGAL | BELAGAVI | BELAGAVI | BAILHONGAL | BAILHONGAL | BELAWADI
5497 | SAUNDATTI_220KV | SAUNDATTI_110KV | 120406339B | UDAKERI_33KV | BANK-1 | F02 | B | F02-SIDDASAMUDRA IP | AGRICULTURE | BELAGAVI | BAILHONGAL | BELAGAVI | BELAGAVI | BAILHONGAL | BAILHONGAL | BELAWADI
5498 | SAUNDATTI_220KV | SAUNDATTI_110KV | 120406339I | UDAKERI_33KV | BANK-1 | F03 | I | F03-MUGABASAV | AGRICULTURE | BELAGAVI | BAILHONGAL | BELAGAVI | BELAGAVI | BAILHONGAL | BAILHONGAL | BELAWADI
5499 | SAUNDATTI_220KV | SAUNDATTI_110KV | 120406339D | UDAKERI_33KV | BANK-1 | F04 | D | F04-GUDAKATTI IP | AGRICULTURE | BELAGAVI | BAILHONGAL | BELAGAVI | BELAGAVI | BAILHONGAL | BAILHONGAL | BELAWADI
5500 | SAUNDATTI_220KV | SAUNDATTI_110KV | 120471339E | UDAKERI_33KV | BANK-2 | F05 | E | F05-SUTAGATTI IP | AGRICULTURE | BELAGAVI | SAUNDATTI | BELAGAVI | BELAGAVI | BAILHONGAL | SAUNDATTI | SAUNDATTI RURAL
5501 | SAUNDATTI_220KV | SAUNDATTI_110KV | 120406339F | UDAKERI_33KV | BANK-2 | F06 | F | F06-UDAKERI IP | AGRICULTURE | BELAGAVI | BAILHONGAL | BELAGAVI | BELAGAVI | BAILHONGAL | BAILHONGAL | BELAWADI
5502 | SAUNDATTI_220KV | SAUNDATTI_110KV | 120406339G | UDAKERI_33KV | BANK-2 | F07 | G | F07-BUDIHAL IP | AGRICULTURE | BELAGAVI | BAILHONGAL | BELAGAVI | BELAGAVI | BAILHONGAL | BAILHONGAL | BELAWADI
5503 | SAUNDATTI_220KV | SAUNDATTI_110KV | 120471339H | UDAKERI_33KV | BANK-2 | F08 | H | F08-HITTANGI | LIFT IRRIGATION | BELAGAVI | BAILHONGAL | BELAGAVI | BELAGAVI | BAILHONGAL | SAUNDATTI | SAUNDATTI RURAL
5504 | BELAGAVI_220KV | BELAGAVI_220KV | 120622340F | UDYAMBAG_110KV | BANK-1 | F06 | F | F06-BEMCO | INDUSTRIAL | BELAGAVI | BELAGAVI | BELAGAVI | BELAGAVI | BELAGAVI URBAN | BELAGAVI CSD-2 | SECTION NO 8
5505 | BELAGAVI_220KV | BELAGAVI_220KV | 120507340R | UDYAMBAG_110KV | BANK-2 | F08 | R | F08-TELEPHONE EXCHANGE | INDUSTRIAL | BELAGAVI | BELAGAVI | BELAGAVI | BELAGAVI | BELAGAVI RURAL | BELAGAVI RSD-1 | PEERANWADI-I
5506 | BELAGAVI_220KV | BELAGAVI_220KV | 120622340H | UDYAMBAG_110KV | BANK-2 | F07 | H | F07-ASHOK IRON PLANT | INDUSTRIAL | BELAGAVI | BELAGAVI | BELAGAVI | BELAGAVI | BELAGAVI URBAN | BELAGAVI CSD-2 | SECTION NO 8
5507 | BELAGAVI_220KV | BELAGAVI_220KV | 120622340I | UDYAMBAG_110KV | BANK-2 | F15 | I | F15-SHANTI IRON | INDUSTRIAL | BELAGAVI | BELAGAVI | BELAGAVI | BELAGAVI | BELAGAVI URBAN | BELAGAVI CSD-2 | SECTION NO 8
5508 | BELAGAVI_220KV | BELAGAVI_220KV | 120622340J | UDYAMBAG_110KV | BANK-2 | F10 | J | F10-ARUN ENGINEERING | INDUSTRIAL | BELAGAVI | BELAGAVI | BELAGAVI | BELAGAVI | BELAGAVI URBAN | BELAGAVI CSD-2 | SECTION NO 8
5509 | BELAGAVI_220KV | BELAGAVI_220KV | 120622340L | UDYAMBAG_110KV | BANK-2 | F14 | L | F14-GIT | URBAN DHQ | BELAGAVI | BELAGAVI | BELAGAVI | BELAGAVI | BELAGAVI URBAN | BELAGAVI CSD-2 | SECTION NO 8
5510 | BELAGAVI_220KV | BELAGAVI_220KV | 120507340S | UDYAMBAG_110KV | BANK-2 | F11 | S | F11-MANGAL FOUNDRY | INDUSTRIAL | BELAGAVI | BELAGAVI | BELAGAVI | BELAGAVI | BELAGAVI RURAL | BELAGAVI RSD-1 | PEERANWADI-I
5511 | BELAGAVI_220KV | BELAGAVI_220KV | 120622340M | UDYAMBAG_110KV | BANK-3 | F12 | M | F12-AKP | INDUSTRIAL | BELAGAVI | BELAGAVI | BELAGAVI | BELAGAVI | BELAGAVI URBAN | BELAGAVI CSD-2 | SECTION NO 8
5512 | BELAGAVI_220KV | BELAGAVI_220KV | 120622340N | UDYAMBAG_110KV | BANK-3 | F13 | N | F13-GALAXY | URBAN DHQ | BELAGAVI | BELAGAVI | BELAGAVI | BELAGAVI | BELAGAVI URBAN | BELAGAVI CSD-2 | SECTION NO 8
5513 | BELAGAVI_220KV | BELAGAVI_220KV | 120622340P | UDYAMBAG_110KV | BANK-3 | F16 | P | F16-JAITAN MAL | URBAN DHQ | BELAGAVI | BELAGAVI | BELAGAVI | BELAGAVI | BELAGAVI URBAN | BELAGAVI CSD-2 | SECTION NO 7
5514 | BELAGAVI_220KV | BELAGAVI_220KV | 120622340Q | UDYAMBAG_110KV | BANK-3 | F17 | Q | F17-BHAWANI NAGAR | URBAN DHQ | BELAGAVI | BELAGAVI | BELAGAVI | BELAGAVI | BELAGAVI URBAN | BELAGAVI CSD-2 | SECTION NO 7
5515 | BELAGAVI_220KV | BELAGAVI_220KV | 120622340A | UDYAMBAG_110KV | BANK-1 | F01 | A | F01-CHAMBER OF COMMERCE | INDUSTRIAL | BELAGAVI | BELAGAVI | BELAGAVI | BELAGAVI | BELAGAVI URBAN | BELAGAVI CSD-2 | SECTION NO 8
5516 | BELAGAVI_220KV | BELAGAVI_220KV | 120507340B | UDYAMBAG_110KV | BANK-1 | F03 | B | F03-KHADARWADI NJY | NJY | BELAGAVI | BELAGAVI | BELAGAVI | BELAGAVI | BELAGAVI RURAL | BELAGAVI RSD-1 | PEERANWADI-II
5518 | BELAGAVI_220KV | BELAGAVI_220KV | 120622340D | UDYAMBAG_110KV | BANK-1 | F04 | D | F04-GURUPRASAD COLONY | URBAN DHQ | BELAGAVI | BELAGAVI | BELAGAVI | BELAGAVI | BELAGAVI URBAN | BELAGAVI CSD-2 | SECTION NO 6
5519 | BELAGAVI_220KV | BELAGAVI_220KV | 120622340E | UDYAMBAG_110KV | BANK-1 | F05 | E | F05-DUTCH | INDUSTRIAL | BELAGAVI | BELAGAVI | BELAGAVI | BELAGAVI | BELAGAVI URBAN | BELAGAVI CSD-2 | SECTION NO 8
5524 | KUDACHI_220KV | KUDACHI_220KV | 130178341A | UGAR_110KV | BANK-3 | F05 | A | F05-KUSANAL OLD | AGRICULTURE | BELAGAVI | KAGAWAD | BELAGAVI | CHIKKODI | ATHANI | UGAR | UGAR
5525 | KUDACHI_220KV | KUDACHI_220KV | 130178341B | UGAR_110KV | BANK-3 | F04 | B | F04-MOLAWAD NJY | NJY | BELAGAVI | ATHANI | BELAGAVI | CHIKKODI | ATHANI | UGAR | UGAR
5526 | KUDACHI_220KV | KUDACHI_220KV | 130178341C | UGAR_110KV | BANK-2 | F15 | C | F15-PARMESHWARWADI | AGRICULTURE | BELAGAVI | ATHANI | BELAGAVI | CHIKKODI | ATHANI | UGAR | UGAR
5527 | KUDACHI_220KV | KUDACHI_220KV | 130178341E | UGAR_110KV | BANK-3 | F13 | E | F13-KUSANAL EXPRESS | AGRICULTURE | BELAGAVI | ATHANI | BELAGAVI | CHIKKODI | ATHANI | UGAR | UGAR
5528 | KUDACHI_220KV | KUDACHI_220KV | 130178341F | UGAR_110KV | BANK-2 | F06 | F | F06-JACKWELL IP | AGRICULTURE | BELAGAVI | ATHANI | BELAGAVI | CHIKKODI | ATHANI | UGAR | UGAR
5529 | KUDACHI_220KV | KUDACHI_220KV | 130178341G | UGAR_110KV | BANK-2 | F07 | G | F07-FARIDKHAN WADI NJY | NJY | BELAGAVI | ATHANI | BELAGAVI | CHIKKODI | ATHANI | UGAR | UGAR
5530 | KUDACHI_220KV | KUDACHI_220KV | 130178341H | UGAR_110KV | BANK-2 | F08 | H | F08-MANGSULI OLD | AGRICULTURE | BELAGAVI | ATHANI | BELAGAVI | CHIKKODI | ATHANI | UGAR | UGAR
5531 | KUDACHI_220KV | KUDACHI_220KV | 130178341I | UGAR_110KV | BANK-2 | F01 | I | F01-KRISHNA | AGRICULTURE | BELAGAVI | KAGAWAD | BELAGAVI | CHIKKODI | ATHANI | UGAR | UGAR
5532 | KUDACHI_220KV | KUDACHI_220KV | 130178341J | UGAR_110KV | BANK-2 | F10 | J | F10-LAXMI | AGRICULTURE | BELAGAVI | ATHANI | BELAGAVI | CHIKKODI | ATHANI | UGAR | UGAR
5533 | KUDACHI_220KV | KUDACHI_220KV | 130178341K | UGAR_110KV | BANK-3 | F11 | K | F11-RAILWAY STATION NJY | NJY | BELAGAVI | ATHANI | BELAGAVI | CHIKKODI | ATHANI | UGAR | UGAR
5534 | KUDACHI_220KV | KUDACHI_220KV | 130178341L | UGAR_110KV | BANK-3 | F12 | L | F12-GANDHI CHOUK NJY | NJY | BELAGAVI | ATHANI | BELAGAVI | CHIKKODI | ATHANI | UGAR | UGAR
5535 | KUDACHI_220KV | KUDACHI_220KV | 130178341M | UGAR_110KV | BANK-1 | F03 | M | F03-PADMAVATI | AGRICULTURE | BELAGAVI | KAGAWAD | BELAGAVI | CHIKKODI | ATHANI | UGAR | UGAR
5536 | KUDACHI_220KV | KUDACHI_220KV | 130178341N | UGAR_110KV | BANK-3 | F14 | N | F14-KUMBAR IP | AGRICULTURE | BELAGAVI | KAGAWAD | BELAGAVI | CHIKKODI | ATHANI | UGAR | UGAR
5537 | KUDACHI_220KV | KUDACHI_220KV | 130178341O | UGAR_110KV | BANK-2 | F09 | O | F09-DURGA IP | AGRICULTURE | BELAGAVI | KAGAWAD | BELAGAVI | CHIKKODI | ATHANI | UGAR | UGAR
5538 | KUDACHI_220KV | KUDACHI_220KV | 130178341P | UGAR_110KV | BANK-2 | F02 | P | F02-GARAGE TOTA | AGRICULTURE | BELAGAVI | KAGAWAD | BELAGAVI | CHIKKODI | ATHANI | UGAR | UGAR
5544 | B.BAGEWADI_220KV | B.BAGEWADI_220KV | 180204408A | UKKALI_110KV | BANK-2 | F12 | A | F12-UTNAL TANDA IP | AGRICULTURE | VIJAYAPUR | B.BAGEWADI | BELAGAVI | VIJAYAPUR | B.BAGEWADI | B.BAGEWADI | MANAGULI
5545 | B.BAGEWADI_220KV | B.BAGEWADI_220KV | 180204408B | UKKALI_110KV | BANK-2 | F09 | B | F09-BIJAPUR ROAD IP | AGRICULTURE | VIJAYAPUR | B.BAGEWADI | BELAGAVI | VIJAYAPUR | B.BAGEWADI | B.BAGEWADI | MANAGULI
5546 | B.BAGEWADI_220KV | B.BAGEWADI_220KV | 180204408C | UKKALI_110KV | BANK-2 | F08 | C | F08-YAMBATHNAL IP | AGRICULTURE | VIJAYAPUR | B.BAGEWADI | BELAGAVI | VIJAYAPUR | B.BAGEWADI | B.BAGEWADI | MANAGULI
5547 | B.BAGEWADI_220KV | B.BAGEWADI_220KV | 180204408D | UKKALI_110KV | BANK-2 | F07 | D | F07-UKKALI NJY | NJY | VIJAYAPUR | B.BAGEWADI | BELAGAVI | VIJAYAPUR | B.BAGEWADI | B.BAGEWADI | MANAGULI
5548 | B.BAGEWADI_220KV | B.BAGEWADI_220KV | 180204408E | UKKALI_110KV | BANK-1 | F01 | E | F01-HATTARKIHAL NEW IP | AGRICULTURE | VIJAYAPUR | B.BAGEWADI | BELAGAVI | VIJAYAPUR | B.BAGEWADI | B.BAGEWADI | MANAGULI
5549 | B.BAGEWADI_220KV | B.BAGEWADI_220KV | 180204408F | UKKALI_110KV | BANK-1 | F04 | F | F04-DEGINAL IP | AGRICULTURE | VIJAYAPUR | B.BAGEWADI | BELAGAVI | VIJAYAPUR | B.BAGEWADI | B.BAGEWADI | MANAGULI
5550 | B.BAGEWADI_220KV | B.BAGEWADI_220KV | 180204408G | UKKALI_110KV | BANK-1 | F02 | G | F02-DONUR IP | AGRICULTURE | VIJAYAPUR | B.BAGEWADI | BELAGAVI | VIJAYAPUR | B.BAGEWADI | B.BAGEWADI | MANAGULI
5551 | B.BAGEWADI_220KV | B.BAGEWADI_220KV | 180204408H | UKKALI_110KV | BANK-1 | F06 | H | F06-PARAMANAD IP | AGRICULTURE | VIJAYAPUR | B.BAGEWADI | BELAGAVI | VIJAYAPUR | B.BAGEWADI | B.BAGEWADI | MANAGULI
5552 | B.BAGEWADI_220KV | B.BAGEWADI_220KV | 182469408I | UKKALI_110KV | BANK-2 | F11 | I | F11-RAMESHWAR IP | AGRICULTURE | VIJAYAPUR | VIJAYAPUR | BELAGAVI | VIJAYAPUR | VIJAYAPUR | VIJAYAPUR RSD | RURAL
5553 | B.BAGEWADI_220KV | B.BAGEWADI_220KV | 180204408J | UKKALI_110KV | BANK-2 | F10 | J | F10-MANAGULI ROAD IP | AGRICULTURE | VIJAYAPUR | B.BAGEWADI | BELAGAVI | VIJAYAPUR | B.BAGEWADI | B.BAGEWADI | MANAGULI
5554 | B.BAGEWADI_220KV | B.BAGEWADI_220KV | 180204408K | UKKALI_110KV | BANK-1 | F03 | K | F03-SHRI SIDDESHWAR IP | AGRICULTURE | VIJAYAPUR | B.BAGEWADI | BELAGAVI | VIJAYAPUR | B.BAGEWADI | B.BAGEWADI | MANAGULI
5558 | INDI_220KV | KERUR(INDI)_110KV | 181612490A | UMARAJ_110KV | BANK-1 | F01 | A | F01-SHILAVANTI | AGRICULTURE | VIJAYAPUR | CHADACHAN | BELAGAVI | VIJAYAPUR | INDI | CHADACHAN | URBAN
5559 | INDI_220KV | KERUR(INDI)_110KV | 181612490B | UMARAJ_110KV | BANK-1 | F02 | B | F02-BIRALINGESHWAR | AGRICULTURE | VIJAYAPUR | CHADACHAN | BELAGAVI | VIJAYAPUR | INDI | CHADACHAN | URBAN
5560 | INDI_220KV | KERUR(INDI)_110KV | 181612490C | UMARAJ_110KV | BANK-1 | F03 | C | F03-BHAGAMMA IP | AGRICULTURE | VIJAYAPUR | INDI | BELAGAVI | VIJAYAPUR | INDI | CHADACHAN | NIVARAGI
5561 | INDI_220KV | KERUR(INDI)_110KV | 181612490D | UMARAJ_110KV | BANK-1 | F04 | D | F04-DASUR IP | AGRICULTURE | VIJAYAPUR | INDI | BELAGAVI | VIJAYAPUR | INDI | CHADACHAN | NIVARAGI
5562 | INDI_220KV | KERUR(INDI)_110KV | 181612490E | UMARAJ_110KV | BANK-1 | F05 | E | F05-REVANSIDDESHWAR IP | AGRICULTURE | VIJAYAPUR | INDI | BELAGAVI | VIJAYAPUR | INDI | CHADACHAN | NIVARAGI
5563 | INDI_220KV | KERUR(INDI)_110KV | 181612490F | UMARAJ_110KV | BANK-1 | F06 | F | F06-UMARAJ IP | AGRICULTURE | VIJAYAPUR | INDI | BELAGAVI | VIJAYAPUR | INDI | CHADACHAN | NIVARAGI
5564 | INDI_220KV | KERUR(INDI)_110KV | 181612490L | UMARAJ_110KV | BANK-2 | F10 | L | F10-DHARIDEVAR | AGRICULTURE | VIJAYAPUR | INDI | BELAGAVI | VIJAYAPUR | INDI | CHADACHAN | NIVARAGI
5565 | INDI_220KV | KERUR(INDI)_110KV | 181612490J | UMARAJ_110KV | BANK-2 | F12 | J | F12-REVATAGAON IP | AGRICULTURE | VIJAYAPUR | INDI | BELAGAVI | VIJAYAPUR | INDI | CHADACHAN | NIVARAGI
5566 | INDI_220KV | KERUR(INDI)_110KV | 181612490K | UMARAJ_110KV | BANK-2 | F11 | K | F11-UMARAJ NJY | NJY | VIJAYAPUR | INDI | BELAGAVI | VIJAYAPUR | INDI | CHADACHAN | NIVARAGI
5567 | SIRSI_220KV | SIRSI_220KV | 272379342A | UMMACHAGI_110KV | BANK-1 | F01 | A | F01-BILAKI | RURAL | UTTAR KANNADA | YELLAPUR | HUBBALLI | SIRSI | SIRSI | YELLAPUR | MANCHIKERI
5568 | SIRSI_220KV | SIRSI_220KV | 272379342B | UMMACHAGI_110KV | BANK-1 | F02 | B | F02-HITLALLI | RURAL | UTTAR KANNADA | YELLAPUR | HUBBALLI | SIRSI | SIRSI | YELLAPUR | MANCHIKERI
5569 | SIRSI_220KV | SIRSI_220KV | 272379342C | UMMACHAGI_110KV | BANK-1 | F03 | C | F03-UMMACHAGI | RURAL | UTTAR KANNADA | YELLAPUR | HUBBALLI | SIRSI | SIRSI | YELLAPUR | MANCHIKERI
5570 | SIRSI_220KV | SIRSI_220KV | 272379342D | UMMACHAGI_110KV | BANK-1 | F04 | D | F04-MAVINKATTA | RURAL | UTTAR KANNADA | YELLAPUR | HUBBALLI | SIRSI | SIRSI | YELLAPUR | MANCHIKERI
5571 | SRS_HUBLI_220KV | TARIHAL_110KV | 251484427A | UNAKAL_33KV | BANK-1 | F01 | A | F01-CHANNABASAVESHWAR | URBAN DHQ | DHARWAD | HUBBALLI | HUBBALLI | HUBBALLI | HUBBALLI URBAN | HUBBALLI CSD-4 | NAVANAGAR
5572 | SRS_HUBLI_220KV | TARIHAL_110KV | 251484427B | UNAKAL_33KV | BANK-1 | F02 | B | F02-KALYAN NAGAR | URBAN DHQ | DHARWAD | HUBBALLI | HUBBALLI | HUBBALLI | HUBBALLI URBAN | HUBBALLI CSD-4 | UNKAL
5573 | SRS_HUBLI_220KV | TARIHAL_110KV | 251484427E | UNAKAL_33KV | BANK-2 | F05 | E | F05-SHIVAGIRI | URBAN DHQ | DHARWAD | HUBBALLI | HUBBALLI | HUBBALLI | HUBBALLI URBAN | HUBBALLI CSD-4 | TARIHAL
5574 | SRS_HUBLI_220KV | TARIHAL_110KV | 251425427F | UNAKAL_33KV | BANK-2 | F06 | F | F06-SHIRUR PARK | URBAN DHQ | DHARWAD | HUBBALLI | HUBBALLI | HUBBALLI | HUBBALLI URBAN | HUBBALLI CSD-3 | UDYAM NAGAR
5575 | NARENDRA_220KV | MRUTHYUNJAYNAGAR_110KV | 250866343A | UPPINBETAGERI_33KV | BANK-1 | F01 | A | F01-LOKUR | AGRICULTURE | DHARWAD | DHARWAD | HUBBALLI | HUBBALLI | DHARWAD RURAL | DHARWAD RSD | UPPINA BETAGERI
5576 | NARENDRA_220KV | MRUTHYUNJAYNAGAR_110KV | 250866343B | UPPINBETAGERI_33KV | BANK-1 | F02 | B | F02-KOTABAGI NJY | NJY | DHARWAD | DHARWAD | HUBBALLI | HUBBALLI | DHARWAD RURAL | DHARWAD RSD | UPPINA BETAGERI
5577 | NARENDRA_220KV | MRUTHYUNJAYNAGAR_110KV | 250866343C | UPPINBETAGERI_33KV | BANK-1 | F03 | C | F03-UPPIN BETAGERI NJY | NJY | DHARWAD | DHARWAD | HUBBALLI | HUBBALLI | DHARWAD RURAL | DHARWAD RSD | UPPINA BETAGERI
5578 | NARENDRA_220KV | MRUTHYUNJAYNAGAR_110KV | 250866343D | UPPINBETAGERI_33KV | BANK-1 | F05 | D | F05-KABBENUR NJY | NJY | DHARWAD | DHARWAD | HUBBALLI | HUBBALLI | DHARWAD RURAL | DHARWAD RSD | UPPINA BETAGERI
5579 | NARENDRA_220KV | MRUTHYUNJAYNAGAR_110KV | 250866343E | UPPINBETAGERI_33KV | BANK-1 | F04 | E | F04-HARUBELAWADI | AGRICULTURE | DHARWAD | DHARWAD | HUBBALLI | HUBBALLI | DHARWAD RURAL | DHARWAD RSD | UPPINA BETAGERI
5580 | NARENDRA_220KV | MRUTHYUNJAYNAGAR_110KV | 250866343F | UPPINBETAGERI_33KV | BANK-2 | F08 | F | F08-YADAWAD | AGRICULTURE | DHARWAD | DHARWAD | HUBBALLI | HUBBALLI | DHARWAD RURAL | DHARWAD RSD | UPPINA BETAGERI
5581 | NARENDRA_220KV | MRUTHYUNJAYNAGAR_110KV | 250866343G | UPPINBETAGERI_33KV | BANK-2 | F07 | G | F07-SHIBARGATTI NJY | NJY | DHARWAD | DHARWAD | HUBBALLI | HUBBALLI | DHARWAD RURAL | DHARWAD RSD | UPPINA BETAGERI
5582 | NARENDRA_220KV | MRUTHYUNJAYNAGAR_110KV | 250866343H | UPPINBETAGERI_33KV | BANK-2 | F06 | H | F06-PUDAKALAKATTI | AGRICULTURE | DHARWAD | DHARWAD | HUBBALLI | HUBBALLI | DHARWAD RURAL | DHARWAD RSD | UPPINA BETAGERI
5584 | MAHALINGAPUR_220KV | RANNABELAGALI_110KV | 111952344A | UTTUR_110KV | BANK-1 | F18 | A | F18-UTTUR | AGRICULTURE | BAGALKOT | MUDHOL | BELAGAVI | BAGALKOT | MUDHOL | MUDHOL | SO-II(RURAL)
5585 | MAHALINGAPUR_220KV | RANNABELAGALI_110KV | 111952344P | UTTUR_110KV | BANK-1 | F16 | P | F16-JALIBERI RIVER BED | AGRICULTURE | BAGALKOT | MUDHOL | BELAGAVI | BAGALKOT | MUDHOL | MUDHOL | SO-II(RURAL)
5586 | MAHALINGAPUR_220KV | RANNABELAGALI_110KV | 111952344B | UTTUR_110KV | BANK-1 | F15 | B | F15-JALIBERI | AGRICULTURE | BAGALKOT | MUDHOL | BELAGAVI | BAGALKOT | MUDHOL | MUDHOL | SO-II(RURAL)
5587 | MAHALINGAPUR_220KV | RANNABELAGALI_110KV | 111952344C | UTTUR_110KV | BANK-1 | F02 | C | F02-METAGUDDA I | AGRICULTURE | BAGALKOT | MUDHOL | BELAGAVI | BAGALKOT | MUDHOL | MUDHOL | MANTUR
5588 | MAHALINGAPUR_220KV | RANNABELAGALI_110KV | 111952344D | UTTUR_110KV | BANK-2 | F22 | D | F22-RANJANAGI | AGRICULTURE | BAGALKOT | MUDHOL | BELAGAVI | BAGALKOT | MUDHOL | MUDHOL | SO-II(RURAL)
5589 | MAHALINGAPUR_220KV | RANNABELAGALI_110KV | 111952344E | UTTUR_110KV | BANK-2 | F20 | E | F20-BASAVANAGUDI | AGRICULTURE | BAGALKOT | MUDHOL | BELAGAVI | BAGALKOT | MUDHOL | MUDHOL | SO-II(RURAL)
5590 | MAHALINGAPUR_220KV | RANNABELAGALI_110KV | 111952344G | UTTUR_110KV | BANK-1 | F07 | G | F07-UTTUR NJY | NJY | BAGALKOT | MUDHOL | BELAGAVI | BAGALKOT | MUDHOL | MUDHOL | SO-II(RURAL)
5591 | MAHALINGAPUR_220KV | RANNABELAGALI_110KV | 111952344H | UTTUR_110KV | BANK-1 | F01 | H | F01-METAGUDDA II | AGRICULTURE | BAGALKOT | MUDHOL | BELAGAVI | BAGALKOT | MUDHOL | MUDHOL | MANTUR
5592 | MAHALINGAPUR_220KV | RANNABELAGALI_110KV | 111952344I | UTTUR_110KV | BANK-1 | F17 | I | F17-MUDHOL WATER SUPPLY | WATER SUPPLY | BAGALKOT | MUDHOL | BELAGAVI | BAGALKOT | MUDHOL | MUDHOL | SO-II(RURAL)
5593 | MAHALINGAPUR_220KV | RANNABELAGALI_110KV | 111952344O | UTTUR_110KV | BANK-1 | F19 | O | F19-UTTUR RIVER BED | AGRICULTURE | BAGALKOT | MUDHOL | BELAGAVI | BAGALKOT | MUDHOL | MUDHOL | SO-II(RURAL)
5594 | MAHALINGAPUR_220KV | RANNABELAGALI_110KV | 111952344J | UTTUR_110KV | BANK-2 | F23 | J | F23-DONISALI | AGRICULTURE | BAGALKOT | MUDHOL | BELAGAVI | BAGALKOT | MUDHOL | LOKAPUR | CHICHAKHANDI
5595 | MAHALINGAPUR_220KV | RANNABELAGALI_110KV | 111952344K | UTTUR_110KV | BANK-2 | F10 | K | F10-HALLUR | AGRICULTURE | BAGALKOT | MUDHOL | BELAGAVI | BAGALKOT | MUDHOL | MUDHOL | SO-II(RURAL)
5596 | MAHALINGAPUR_220KV | RANNABELAGALI_110KV | 111952344L | UTTUR_110KV | BANK-1 | F08 | L | F08-BASAYYA AJJA IP | AGRICULTURE | BAGALKOT | MUDHOL | BELAGAVI | BAGALKOT | MUDHOL | MUDHOL | SO-II(RURAL)
5597 | MAHALINGAPUR_220KV | RANNABELAGALI_110KV | 111949344M | UTTUR_110KV | BANK-1 | F03 | M | F03-FAKEERESHWAR | AGRICULTURE | BAGALKOT | MUDHOL | BELAGAVI | BAGALKOT | MUDHOL | LOKAPUR | CHICHAKHANDI
5598 | MAHALINGAPUR_220KV | RANNABELAGALI_110KV | 111952344Q | UTTUR_110KV | BANK-1 | F21 | Q | F21-KARANAGUDDA IP | AGRICULTURE | BAGALKOT | MUDHOL | BELAGAVI | BAGALKOT | MUDHOL | MUDHOL | MANTUR
5599 | MAHALINGAPUR_220KV | RANNABELAGALI_110KV | 111952344R | UTTUR_110KV | BANK-4 | F13 | R | F13-IRANNAGUDI | AGRICULTURE | BAGALKOT | MUDHOL | BELAGAVI | BAGALKOT | MUDHOL | MUDHOL | MUDHOL RURAL
5600 | MAHALINGAPUR_220KV | RANNABELAGALI_110KV | 111952344S | UTTUR_110KV | BANK-1 | F04 | S | F04-CHOUDAVVANA GUDI | AGRICULTURE | BAGALKOT | MUDHOL | BELAGAVI | BAGALKOT | MUDHOL | MUDHOL | MUDHOL RURAL
5601 | MAHALINGAPUR_220KV | RANNABELAGALI_110KV | 111952344T | UTTUR_110KV | BANK-2 | F11 | T | F11-KAREMMA GUDI | AGRICULTURE | BAGALKOT | MUDHOL | BELAGAVI | BAGALKOT | MUDHOL | MUDHOL | MUDHOL RURAL
5607 | BELAGAVI_220KV | BELAGAVI_220KV | 120507345I | VADAGOAN_110KV | BANK-2 | F09 | I | F09-DHAMANE | AGRICULTURE | BELAGAVI | BELAGAVI | BELAGAVI | BELAGAVI | BELAGAVI RURAL | BELAGAVI RSD-1 | PEERANWADI-II
5609 | BELAGAVI_220KV | BELAGAVI_220KV | 120622345K | VADAGOAN_110KV | BANK-3 | F11 | K | F11-SUBHASH MARKET | URBAN DHQ | BELAGAVI | BELAGAVI | BELAGAVI | BELAGAVI | BELAGAVI URBAN | BELAGAVI CSD-2 | SECTION NO 5
5610 | BELAGAVI_220KV | BELAGAVI_220KV | 120507345C | VADAGOAN_110KV | BANK-1 | F03 | C | F03-RAJAHANASGAD NJY | NJY | BELAGAVI | BELAGAVI | BELAGAVI | BELAGAVI | BELAGAVI RURAL | BELAGAVI RSD-1 | PEERANWADI-II
5611 | BELAGAVI_220KV | BELAGAVI_220KV | 120508345A | VADAGOAN_110KV | BANK-1 | F01 | A | F01-NANDIHALLI | AGRICULTURE | BELAGAVI | BELAGAVI | BELAGAVI | BELAGAVI | BELAGAVI RURAL | BELAGAVI RSD-2 | HIREBAGEWADI
5613 | BELAGAVI_220KV | BELAGAVI_220KV | 120622345D | VADAGOAN_110KV | BANK-1 | F04 | D | F04-BAZAR GALLI | URBAN DHQ | BELAGAVI | BELAGAVI | BELAGAVI | BELAGAVI | BELAGAVI URBAN | BELAGAVI CSD-2 | SECTION NO 5
5614 | BELAGAVI_220KV | BELAGAVI_220KV | 120622345E | VADAGOAN_110KV | BANK-2 | F05 | E | F05-VADAGAON | URBAN DHQ | BELAGAVI | BELAGAVI | BELAGAVI | BELAGAVI | BELAGAVI URBAN | BELAGAVI CSD-2 | SECTION NO 5
5615 | BELAGAVI_220KV | BELAGAVI_220KV | 120620345F | VADAGOAN_110KV | BANK-2 | F06 | F | F06-OLD BELAGAVI | URBAN DHQ | BELAGAVI | BELAGAVI | BELAGAVI | BELAGAVI | BELAGAVI URBAN | BELAGAVI CSD-1 | SECTION NO-3
5616 | BELAGAVI_220KV | BELAGAVI_220KV | 120620345G | VADAGOAN_110KV | BANK-2 | F07 | G | F07-HOSUR | URBAN DHQ | BELAGAVI | BELAGAVI | BELAGAVI | BELAGAVI | BELAGAVI URBAN | BELAGAVI CSD-1 | SECTION NO-3
5617 | BELAGAVI_220KV | BELAGAVI_220KV | 120622345L | VADAGOAN_110KV | BANK-3 | F12 | L | F12-VIDYANAGAR | URBAN DHQ | BELAGAVI | BELAGAVI | BELAGAVI | BELAGAVI | BELAGAVI URBAN | BELAGAVI CSD-2 | SECTION NO 6
5618 | BELAGAVI_220KV | BELAGAVI_220KV | 120622345M | VADAGOAN_110KV | BANK-3 | F13 | M | F13-BHAGYANAGAR | URBAN DHQ | BELAGAVI | BELAGAVI | BELAGAVI | BELAGAVI | BELAGAVI URBAN | BELAGAVI CSD-2 | SECTION NO 6
5619 | BELAGAVI_220KV | BELAGAVI_220KV | 120622345N | VADAGOAN_110KV | BANK-3 | F14 | N | F14-YALLUR ROAD | URBAN DHQ | BELAGAVI | BELAGAVI | BELAGAVI | BELAGAVI | BELAGAVI URBAN | BELAGAVI CSD-2 | SECTION NO 5
5621 | BELAGAVI_220KV | BELAGAVI_220KV | 120522345H | VADAGOAN_110KV | BANK-2 | F08 | H | F08-BASTAWAD | AGRICULTURE | BELAGAVI | BELAGAVI | BELAGAVI | BELAGAVI | BELAGAVI RURAL | BELAGAVI RSD-2 | R II
5625 | VAJRAMATTI_220KV | VAJRAMATTI_220KV | 111952346A | VAJRAMATTI_110KV | BANK-1 | F07 | A | F07-INGALAGI | AGRICULTURE | BAGALKOT | MUDHOL | BELAGAVI | BAGALKOT | MUDHOL | MUDHOL | SO-III(VAJJARMATTI)
5626 | VAJRAMATTI_220KV | VAJRAMATTI_220KV | 111952346C | VAJRAMATTI_110KV | BANK-2 | F04 | C | F04-BIDARI | AGRICULTURE | BAGALKOT | MUDHOL | BELAGAVI | BAGALKOT | MUDHOL | MUDHOL | SO-III(VAJJARMATTI)
5627 | VAJRAMATTI_220KV | VAJRAMATTI_220KV | 111952346D | VAJRAMATTI_110KV | BANK-2 | F05 | D | F05-BARAGI | AGRICULTURE | BAGALKOT | MUDHOL | BELAGAVI | BAGALKOT | MUDHOL | MUDHOL | SO-III(VAJJARMATTI)
5628 | VAJRAMATTI_220KV | VAJRAMATTI_220KV | 111952346E | VAJRAMATTI_110KV | BANK-1 | F01 | E | F01-ANTAPUR | AGRICULTURE | BAGALKOT | MUDHOL | BELAGAVI | BAGALKOT | MUDHOL | MUDHOL | SO-III(VAJJARMATTI)
5629 | VAJRAMATTI_220KV | VAJRAMATTI_220KV | 111952346F | VAJRAMATTI_110KV | BANK-1 | F06 | F | F06-YADAHALLI(M) | AGRICULTURE | BAGALKOT | MUDHOL | BELAGAVI | BAGALKOT | MUDHOL | MUDHOL | SO-III(VAJJARMATTI)
5630 | VAJRAMATTI_220KV | VAJRAMATTI_220KV | 111952346G | VAJRAMATTI_110KV | BANK-4 | F16 | G | F16-MARIKATTI | AGRICULTURE | BAGALKOT | MUDHOL | BELAGAVI | BAGALKOT | MUDHOL | MUDHOL | SO-III(VAJJARMATTI)
5631 | VAJRAMATTI_220KV | VAJRAMATTI_220KV | 111952346H | VAJRAMATTI_110KV | BANK-2 | F08 | H | F08-VAJRMATTI NJY | NJY | BAGALKOT | MUDHOL | BELAGAVI | BAGALKOT | MUDHOL | MUDHOL | SO-III(VAJJARMATTI)
5632 | VAJRAMATTI_220KV | VAJRAMATTI_220KV | 111952346O | VAJRAMATTI_110KV | BANK-3 | F15 | O | F15-BASAVANAGAR | AGRICULTURE | BAGALKOT | MUDHOL | BELAGAVI | BAGALKOT | MUDHOL | MUDHOL | SO-III(VAJJARMATTI)
5633 | VAJRAMATTI_220KV | VAJRAMATTI_220KV | 111952346Q | VAJRAMATTI_110KV | BANK-4 | F17 | Q | F17-ADDADARI | AGRICULTURE | BAGALKOT | MUDHOL | BELAGAVI | BAGALKOT | MUDHOL | MUDHOL | SO-III(VAJJARMATTI)
5634 | VAJRAMATTI_220KV | VAJRAMATTI_220KV | 111952346R | VAJRAMATTI_110KV | BANK-4 | F18 | R | F18-ABK | AGRICULTURE | BAGALKOT | MUDHOL | BELAGAVI | BAGALKOT | MUDHOL | MUDHOL | SO-III(VAJJARMATTI)
5635 | VAJRAMATTI_220KV | VAJRAMATTI_220KV | 111952346T | VAJRAMATTI_110KV | BANK-1 | F02 | T | F02-KUMBARAMADDI | AGRICULTURE | BAGALKOT | MUDHOL | BELAGAVI | BAGALKOT | MUDHOL | MUDHOL | SO-III(VAJJARMATTI)
5636 | VAJRAMATTI_220KV | VAJRAMATTI_220KV | 111952346U | VAJRAMATTI_110KV | BANK-1 | F03 | U | F03-KD BUDNI | AGRICULTURE | BAGALKOT | MUDHOL | BELAGAVI | BAGALKOT | MUDHOL | MUDHOL | SO-III(VAJJARMATTI)
5637 | VAJRAMATTI_220KV | VAJRAMATTI_220KV | 111952346V | VAJRAMATTI_110KV | BANK-4 | F19 | V | F19-KOREMMA SAL | AGRICULTURE | BAGALKOT | MUDHOL | BELAGAVI | BAGALKOT | MUDHOL | MUDHOL | SO-III(VAJJARMATTI)
5638 | VAJRAMATTI_220KV | VAJRAMATTI_220KV | 111952346W | VAJRAMATTI_110KV | BANK-4 | F20 | W | F20-SIMIDARI | AGRICULTURE | BAGALKOT | MUDHOL | BELAGAVI | BAGALKOT | MUDHOL | MUDHOL | SO-III(VAJJARMATTI)
5644 | VAJRAMATTI_220KV | VAJRAMATTI_220KV | 111952371B | VAJRAMATTI_220KV | BANK-1 | F05 | B | F05-CHOUDAVVAN SAL | AGRICULTURE | BAGALKOT | MUDHOL | BELAGAVI | BAGALKOT | MUDHOL | MUDHOL | SO-IV(MANTUR)
5645 | VAJRAMATTI_220KV | VAJRAMATTI_220KV | 111952371C | VAJRAMATTI_220KV | BANK-1 | F04 | C | F04-KBS | AGRICULTURE | BAGALKOT | MUDHOL | BELAGAVI | BAGALKOT | MUDHOL | MUDHOL | SO-III(VAJJARMATTI)
5646 | VAJRAMATTI_220KV | VAJRAMATTI_220KV | 111952371E | VAJRAMATTI_220KV | BANK-1 | F02 | E | F02-VAJRAMATTI | AGRICULTURE | BAGALKOT | MUDHOL | BELAGAVI | BAGALKOT | MUDHOL | MUDHOL | SO-III(VAJJARMATTI)
5647 | VAJRAMATTI_220KV | VAJRAMATTI_220KV | 111952371F | VAJRAMATTI_220KV | BANK-1 | F03 | F | F03-GOKARNESWAR | AGRICULTURE | BAGALKOT | MUDHOL | BELAGAVI | BAGALKOT | MUDHOL | MUDHOL | SO-III(VAJJARMATTI)
5649 | B.BAGEWADI_220KV | TALIKOTI_110KV | 180277470A | VANAHALLI_110KV | BANK-1 | F01 | A | F01-PADEKNUR IP | AGRICULTURE | VIJAYAPUR | MUDDEBIHAL | BELAGAVI | VIJAYAPUR | B.BAGEWADI | TALIKOTI | MADIKESHWAR
5650 | B.BAGEWADI_220KV | TALIKOTI_110KV | 180277470D | VANAHALLI_110KV | BANK-1 | F02 | D | F02-MADIKESHWAR THANDA IP | AGRICULTURE | VIJAYAPUR | MUDDEBIHAL | BELAGAVI | VIJAYAPUR | B.BAGEWADI | TALIKOTI | MADIKESHWAR
5651 | B.BAGEWADI_220KV | TALIKOTI_110KV | 180277470C | VANAHALLI_110KV | BANK-1 | F03 | C | F03-KUCHABAL NJY | NJY | VIJAYAPUR | MUDDEBIHAL | BELAGAVI | VIJAYAPUR | B.BAGEWADI | TALIKOTI | MADIKESHWAR
5652 | B.BAGEWADI_220KV | TALIKOTI_110KV | 180277470E | VANAHALLI_110KV | BANK-1 | F04 | E | F04-VANAHALLI IP | AGRICULTURE | VIJAYAPUR | MUDDEBIHAL | BELAGAVI | VIJAYAPUR | B.BAGEWADI | TALIKOTI | MADIKESHWAR
5653 | B.BAGEWADI_220KV | TALIKOTI_110KV | 180251470B | VANAHALLI_110KV | BANK-1 | F05 | B | F05-GUDANAL IP | AGRICULTURE | VIJAYAPUR | MUDDEBIHAL | BELAGAVI | VIJAYAPUR | B.BAGEWADI | MUDDEBIHAL | MADIKESHWAR
5654 | MAHALINGAPUR_220KV | UTTUR_110KV | 111750347A | VANTAGODI_33KV | BANK-1 | F01 | A | F01-VANTAGODI NJY | NJY | BAGALKOT | MUDHOL | BELAGAVI | BAGALKOT | JAMAKHANDI | MAHALINGAPUR | RANNABELAGALI
5655 | MAHALINGAPUR_220KV | UTTUR_110KV | 111750347B | VANTAGODI_33KV | BANK-1 | F02 | B | F02-CHANNAL RIVER BED | AGRICULTURE | BAGALKOT | MUDHOL | BELAGAVI | BAGALKOT | JAMAKHANDI | MAHALINGAPUR | RANNABELAGALI
5656 | MAHALINGAPUR_220KV | UTTUR_110KV | 111750347C | VANTAGODI_33KV | BANK-1 | F03 | C | F03-LAXSHMI DEVI | AGRICULTURE | BAGALKOT | MUDHOL | BELAGAVI | BAGALKOT | JAMAKHANDI | MAHALINGAPUR | RANNABELAGALI
5657 | MAHALINGAPUR_220KV | UTTUR_110KV | 111750347D | VANTAGODI_33KV | BANK-2 | F04 | D | F04-VANTGODI VILLAGE | AGRICULTURE | BAGALKOT | MUDHOL | BELAGAVI | BAGALKOT | JAMAKHANDI | MAHALINGAPUR | RANNABELAGALI
5658 | MAHALINGAPUR_220KV | UTTUR_110KV | 111750347E | VANTAGODI_33KV | BANK-2 | F05 | E | F05-VANTAGODI MADDI | AGRICULTURE | BAGALKOT | MUDHOL | BELAGAVI | BAGALKOT | JAMAKHANDI | MAHALINGAPUR | RANNABELAGALI
5659 | MAHALINGAPUR_220KV | UTTUR_110KV | 111750347F | VANTAGODI_33KV | BANK-2 | F06 | F | F06-VANTAGODI R/C | AGRICULTURE | BAGALKOT | MUDHOL | BELAGAVI | BAGALKOT | JAMAKHANDI | MAHALINGAPUR | RANNABELAGALI
5660 | MAHALINGAPUR_220KV | UTTUR_110KV | 111750347G | VANTAGODI_33KV | BANK-1 | F07 | G | F07-CHANAL MADDI | AGRICULTURE | BAGALKOT | MUDHOL | BELAGAVI | BAGALKOT | JAMAKHANDI | MAHALINGAPUR | RANNABELAGALI
5664 | NARENDRA_220KV | LAKKAMANAHALLI_110KV | 250914428A | VIDYAGIRI_33KV | BANK-2 | F01 | A | F01-BANDEMMA DEVI | URBAN DHQ | DHARWAD | DHARWAD | HUBBALLI | HUBBALLI | DHARWAD URBAN | DHARWAD CSD-1 | SO-II
5665 | NARENDRA_220KV | LAKKAMANAHALLI_110KV | 250914428B | VIDYAGIRI_33KV | BANK-1 | F02 | B | F02-RAJATHAGIRI | URBAN DHQ | DHARWAD | DHARWAD | HUBBALLI | HUBBALLI | DHARWAD URBAN | DHARWAD CSD-1 | SO-II
5666 | NARENDRA_220KV | LAKKAMANAHALLI_110KV | 250914428C | VIDYAGIRI_33KV | BANK-1 | F03 | C | F03-SAPTAGIRI | URBAN DHQ | DHARWAD | DHARWAD | HUBBALLI | HUBBALLI | DHARWAD URBAN | DHARWAD CSD-1 | SO-II
5667 | NARENDRA_220KV | LAKKAMANAHALLI_110KV | 250914428E | VIDYAGIRI_33KV | BANK-2 | F05 | E | F05-DIVISION OFFICE | URBAN DHQ | DHARWAD | DHARWAD | HUBBALLI | HUBBALLI | DHARWAD URBAN | DHARWAD CSD-1 | SO-II
5668 | NARENDRA_220KV | LAKKAMANAHALLI_110KV | 250914428H | VIDYAGIRI_33KV | BANK-2 | F08 | H | F08-VIDYAGIRI | URBAN DHQ | DHARWAD | DHARWAD | HUBBALLI | HUBBALLI | DHARWAD URBAN | DHARWAD CSD-1 | SO-II
5674 | CHIKKODI_220KV | CHIKKODI_110KV | 130713348A | VIJAYANAGAR_33KV | BANK-1 | F01 | A | F01-VIJAYANAGAR NJY | NJY+AGRICULTURE | BELAGAVI | CHIKKODI | BELAGAVI | CHIKKODI | CHIKKODI | CHIKKODI | KABBUR
5675 | CHIKKODI_220KV | CHIKKODI_110KV | 130713348B | VIJAYANAGAR_33KV | BANK-1 | F02 | B | F02-SNEHA NAGAR IP | AGRICULTURE | BELAGAVI | CHIKKODI | BELAGAVI | CHIKKODI | CHIKKODI | CHIKKODI | KABBUR
5676 | CHIKKODI_220KV | CHIKKODI_110KV | 130713348C | VIJAYANAGAR_33KV | BANK-1 | F03 | C | F03-JAGNUR | AGRICULTURE | BELAGAVI | CHIKKODI | BELAGAVI | CHIKKODI | CHIKKODI | CHIKKODI | KABBUR
5677 | CHIKKODI_220KV | CHIKKODI_110KV | 130713348D | VIJAYANAGAR_33KV | BANK-2 | F04 | D | F04-HANUMAN NAGAR IP | AGRICULTURE | BELAGAVI | CHIKKODI | BELAGAVI | CHIKKODI | CHIKKODI | CHIKKODI | KABBUR
5678 | CHIKKODI_220KV | CHIKKODI_110KV | 130713348E | VIJAYANAGAR_33KV | BANK-2 | F05 | E | F05-MAMADAPUR | AGRICULTURE | BELAGAVI | CHIKKODI | BELAGAVI | CHIKKODI | CHIKKODI | CHIKKODI | KABBUR
5679 | CHIKKODI_220KV | CHIKKODI_110KV | 130713348F | VIJAYANAGAR_33KV | BANK-2 | F06 | F | F06-GURUKUL | AGRICULTURE | BELAGAVI | CHIKKODI | BELAGAVI | CHIKKODI | CHIKKODI | CHIKKODI | KABBUR
5680 | VIJAYAPUR_220KV | VIJAYAPUR_220KV | 182419350S | VIJAYAPUR CITY_110KV | BANK-3 | F12 | S | F12-MAHATMA GANDHI | URBAN DHQ | VIJAYAPUR | VIJAYAPUR | BELAGAVI | VIJAYAPUR | VIJAYAPUR | VIJAYAPUR CSD-2 | SO IV
5681 | VIJAYAPUR_220KV | VIJAYAPUR_220KV | 182419350D | VIJAYAPUR CITY_110KV | BANK-2 | F04 | D | F04-POWER HOUSE | URBAN DHQ | VIJAYAPUR | VIJAYAPUR | BELAGAVI | VIJAYAPUR | VIJAYAPUR | VIJAYAPUR CSD-2 | SO IV
5682 | VIJAYAPUR_220KV | VIJAYAPUR_220KV | 182419350E | VIJAYAPUR CITY_110KV | BANK-2 | F05 | E | F05-BADIKAMAN | URBAN DHQ | VIJAYAPUR | VIJAYAPUR | BELAGAVI | VIJAYAPUR | VIJAYAPUR | VIJAYAPUR CSD-2 | GOLGUMBAZ
5683 | VIJAYAPUR_220KV | VIJAYAPUR_220KV | 182419350F | VIJAYAPUR CITY_110KV | BANK-2 | F06 | F | F06-MEENAXI | URBAN DHQ | VIJAYAPUR | VIJAYAPUR | BELAGAVI | VIJAYAPUR | VIJAYAPUR | VIJAYAPUR CSD-2 | SO IV
5684 | VIJAYAPUR_220KV | VIJAYAPUR_220KV | 182419350U | VIJAYAPUR CITY_110KV | BANK-3 | F07 | U | F07-CENTRAL JAIL | URBAN DHQ | VIJAYAPUR | VIJAYAPUR | BELAGAVI | VIJAYAPUR | VIJAYAPUR | VIJAYAPUR CSD-1 | SO I
5685 | VIJAYAPUR_220KV | VIJAYAPUR_220KV | 182419350H | VIJAYAPUR CITY_110KV | BANK-3 | F08 | H | F08-WATER TANK | URBAN DHQ | VIJAYAPUR | VIJAYAPUR | BELAGAVI | VIJAYAPUR | VIJAYAPUR | VIJAYAPUR CSD-2 | NAVRASPUR
5686 | VIJAYAPUR_220KV | VIJAYAPUR_220KV | 182419350I | VIJAYAPUR CITY_110KV | BANK-3 | F09 | I | F09-AKASHWANI | URBAN DHQ | VIJAYAPUR | VIJAYAPUR | BELAGAVI | VIJAYAPUR | VIJAYAPUR | VIJAYAPUR CSD-2 | NAVRASPUR
5687 | VIJAYAPUR_220KV | VIJAYAPUR_220KV | 182418350J | VIJAYAPUR CITY_110KV | BANK-3 | F10 | J | F10-VIJAY COLLEGE | URBAN DHQ | VIJAYAPUR | VIJAYAPUR | BELAGAVI | VIJAYAPUR | VIJAYAPUR | VIJAYAPUR CSD-1 | SO I
5688 | VIJAYAPUR_220KV | VIJAYAPUR_220KV | 182418350K | VIJAYAPUR CITY_110KV | BANK-3 | F11 | K | F11-SIDDESHWAR | URBAN DHQ | VIJAYAPUR | VIJAYAPUR | BELAGAVI | VIJAYAPUR | VIJAYAPUR | VIJAYAPUR CSD-1 | SO I
5689 | VIJAYAPUR_220KV | VIJAYAPUR_220KV | 182418350Q | VIJAYAPUR CITY_110KV | BANK-1 | F03 | Q | F03-CHALUKYA NAGAR | URBAN DHQ | VIJAYAPUR | VIJAYAPUR | BELAGAVI | VIJAYAPUR | VIJAYAPUR | VIJAYAPUR CSD-1 | SO I
5690 | VIJAYAPUR_220KV | VIJAYAPUR_220KV | 182419350L | VIJAYAPUR CITY_110KV | BANK-4 | F13 | L | F13-JALANAGAR | URBAN DHQ | VIJAYAPUR | VIJAYAPUR | BELAGAVI | VIJAYAPUR | VIJAYAPUR | VIJAYAPUR CSD-2 | SO III
5691 | VIJAYAPUR_220KV | VIJAYAPUR_220KV | 182419350M | VIJAYAPUR CITY_110KV | BANK-4 | F14 | M | F14-GANESH NAGAR | URBAN DHQ | VIJAYAPUR | VIJAYAPUR | BELAGAVI | VIJAYAPUR | VIJAYAPUR | VIJAYAPUR CSD-2 | SO III
5692 | VIJAYAPUR_220KV | VIJAYAPUR_220KV | 182419350N | VIJAYAPUR CITY_110KV | BANK-4 | F15 | N | F15-INDIRA NAGAR | URBAN DHQ | VIJAYAPUR | VIJAYAPUR | BELAGAVI | VIJAYAPUR | VIJAYAPUR | VIJAYAPUR CSD-2 | GOLGUMBAZ
5693 | VIJAYAPUR_220KV | VIJAYAPUR_220KV | 182419350T | VIJAYAPUR CITY_110KV | BANK-4 | F16 | T | F16-PULAKESHI | URBAN DHQ | VIJAYAPUR | VIJAYAPUR | BELAGAVI | VIJAYAPUR | VIJAYAPUR | VIJAYAPUR CSD-2 | GOLGUMBAZ
5694 | VIJAYAPUR_220KV | VIJAYAPUR_220KV | 182419350V | VIJAYAPUR CITY_110KV | BANK-1 | F01 | V | F01-RAM NAGAR | URBAN DHQ | VIJAYAPUR | VIJAYAPUR | BELAGAVI | VIJAYAPUR | VIJAYAPUR | VIJAYAPUR CSD-2 | NAVARASAPUR
5697 | VIJAYAPUR_220KV | VIJAYAPUR_220KV | 182469349A | VIJAYAPUR_220KV | BANK-1 | F01 | A | F01-KATNAHALLI IP | AGRICULTURE | VIJAYAPUR | VIJAYAPUR | BELAGAVI | VIJAYAPUR | VIJAYAPUR | VIJAYAPUR RSD | RURAL
5698 | VIJAYAPUR_220KV | VIJAYAPUR_220KV | 182418349B | VIJAYAPUR_220KV | BANK-1 | F02 | B | F02-SHIVAGIRI | URBAN DHQ | VIJAYAPUR | VIJAYAPUR | BELAGAVI | VIJAYAPUR | VIJAYAPUR | VIJAYAPUR CSD-1 | SHIVAGIRI
5699 | VIJAYAPUR_220KV | VIJAYAPUR_220KV | 182469349C | VIJAYAPUR_220KV | BANK-1 | F03 | C | F03-BURNAPUR NJY | NJY | VIJAYAPUR | VIJAYAPUR | BELAGAVI | VIJAYAPUR | VIJAYAPUR | VIJAYAPUR RSD | RURAL
5700 | VIJAYAPUR_220KV | VIJAYAPUR_220KV | 182469349D | VIJAYAPUR_220KV | BANK-1 | F04 | D | F04-AINAPUR | AGRICULTURE | VIJAYAPUR | VIJAYAPUR | BELAGAVI | VIJAYAPUR | VIJAYAPUR | VIJAYAPUR RSD | RURAL
5701 | VIJAYAPUR_220KV | VIJAYAPUR_220KV | 182469349E | VIJAYAPUR_220KV | BANK-1 | F05 | E | F05-HEGDIHAL NJY | NJY | VIJAYAPUR | VIJAYAPUR | BELAGAVI | VIJAYAPUR | VIJAYAPUR | VIJAYAPUR RSD | RURAL
5702 | VIJAYAPUR_220KV | VIJAYAPUR_220KV | 182469349J | VIJAYAPUR_220KV | BANK-2 | F06 | J | F06-UKUMANAL | AGRICULTURE | VIJAYAPUR | VIJAYAPUR | BELAGAVI | VIJAYAPUR | VIJAYAPUR | VIJAYAPUR RSD | RURAL
5703 | VIJAYAPUR_220KV | VIJAYAPUR_220KV | 182419349H | VIJAYAPUR_220KV | BANK-2 | F08 | H | F08-IBRAHIMPUR | URBAN DHQ | VIJAYAPUR | VIJAYAPUR | BELAGAVI | VIJAYAPUR | VIJAYAPUR | VIJAYAPUR CSD-2 | SO III
5704 | VIJAYAPUR_220KV | VIJAYAPUR_220KV | 182469349I | VIJAYAPUR_220KV | BANK-2 | F07 | I | F07-DONI IP | AGRICULTURE | VIJAYAPUR | VIJAYAPUR | BELAGAVI | VIJAYAPUR | VIJAYAPUR | VIJAYAPUR RSD | RURAL
5705 | VIJAYAPUR_220KV | VIJAYAPUR_220KV | 182469349L | VIJAYAPUR_220KV | BANK-2 | F09 | L | F09-KASABA IP | AGRICULTURE | VIJAYAPUR | VIJAYAPUR | BELAGAVI | VIJAYAPUR | VIJAYAPUR | VIJAYAPUR RSD | SHAVANAGI
5706 | VIJAYAPUR_220KV | VIJAYAPUR_220KV | 182469349K | VIJAYAPUR_220KV | BANK-2 | F10 | K | F10-MADBHAVI IP | AGRICULTURE | VIJAYAPUR | VIJAYAPUR | BELAGAVI | VIJAYAPUR | VIJAYAPUR | VIJAYAPUR RSD | SHAVANAGI
5707 | VIJAYAPUR_220KV | VIJAYAPUR_220KV | 182419349M | VIJAYAPUR_220KV | BANK-2 | F11 | M | F11-SANJEEVINI | URBAN DHQ | VIJAYAPUR | VIJAYAPUR | BELAGAVI | VIJAYAPUR | VIJAYAPUR | VIJAYAPUR CSD-2 | SO III
5711 | MAHALINGAPUR_220KV | MAHALINGAPUR_220KV | 121129367A | YADAWAD_110KV | BANK-1 | F01 | A | F01-YADAWAD NJY | NJY | BELAGAVI | MUDALAGI | BELAGAVI | BELAGAVI | GHATAPRABHA | MUDALAGI | YADWAD
5712 | MAHALINGAPUR_220KV | MAHALINGAPUR_220KV | 121185367M | YADAWAD_110KV | BANK-1 | F02 | M | F02-NEW KOPADADDI LINK LINE | AGRICULTURE | BELAGAVI | MUDALAGI | BELAGAVI | BELAGAVI | GHATAPRABHA | MUDALAGI | YADWAD
5713 | MAHALINGAPUR_220KV | MAHALINGAPUR_220KV | 121129367B | YADAWAD_110KV | BANK-1 | F03 | B | F03-MIRJI MADDI | AGRICULTURE | BELAGAVI | MUDALAGI | BELAGAVI | BELAGAVI | GHATAPRABHA | MUDALAGI | YADWAD
5714 | MAHALINGAPUR_220KV | MAHALINGAPUR_220KV | 121185367N | YADAWAD_110KV | BANK-1 | F05 | N | F05-NEW YARAGUDRI LINK LINE | AGRICULTURE | BELAGAVI | MUDALAGI | BELAGAVI | BELAGAVI | GHATAPRABHA | MUDALAGI | YADWAD
5715 | MAHALINGAPUR_220KV | MAHALINGAPUR_220KV | 121185367O | YADAWAD_110KV | BANK-1 | F06 | O | F06-NEW GULAGUNJIKOPPA LINK LINE | AGRICULTURE | BELAGAVI | MUDALAGI | BELAGAVI | BELAGAVI | GHATAPRABHA | MUDALAGI | YADWAD
5716 | MAHALINGAPUR_220KV | MAHALINGAPUR_220KV | 121129367G | YADAWAD_110KV | BANK-2 | F07 | G | F07-KOPADATTI IP | AGRICULTURE | BELAGAVI | MUDALAGI | BELAGAVI | BELAGAVI | GHATAPRABHA | MUDALAGI | YADWAD
5717 | MAHALINGAPUR_220KV | MAHALINGAPUR_220KV | 121185367Q | YADAWAD_110KV | BANK-2 | F08 | Q | F08-LAXMI TEMPLE | AGRICULTURE | BELAGAVI | MUDALAGI | BELAGAVI | BELAGAVI | GHATAPRABHA | MUDALAGI | YADWAD
5718 | MAHALINGAPUR_220KV | MAHALINGAPUR_220KV | 121129367H | YADAWAD_110KV | BANK-1 | F04 | H | F04-KAMANAKATTI IP | AGRICULTURE | BELAGAVI | MUDALAGI | BELAGAVI | BELAGAVI | GHATAPRABHA | MUDALAGI | YADWAD
5719 | MAHALINGAPUR_220KV | MAHALINGAPUR_220KV | 121129367I | YADAWAD_110KV | BANK-2 | F09 | I | F09-MANOMI IP | AGRICULTURE | BELAGAVI | MUDALAGI | BELAGAVI | BELAGAVI | GHATAPRABHA | MUDALAGI | YADWAD
5720 | MAHALINGAPUR_220KV | MAHALINGAPUR_220KV | 121129367J | YADAWAD_110KV | BANK-2 | F10 | J | F10-HALAKI ROAD IP | AGRICULTURE | BELAGAVI | MUDALAGI | BELAGAVI | BELAGAVI | GHATAPRABHA | MUDALAGI | YADWAD
5721 | MAHALINGAPUR_220KV | MAHALINGAPUR_220KV | 121129367K | YADAWAD_110KV | BANK-2 | F11 | K | F11-RADARATTI IP | AGRICULTURE | BELAGAVI | MUDALAGI | BELAGAVI | BELAGAVI | GHATAPRABHA | MUDALAGI | KULGOD
5722 | MAHALINGAPUR_220KV | MAHALINGAPUR_220KV | 121129367L | YADAWAD_110KV | BANK-2 | F12 | L | F12-KALLIGUDDI IP | AGRICULTURE | BELAGAVI | MUDALAGI | BELAGAVI | BELAGAVI | GHATAPRABHA | MUDALAGI | KULGOD
5723 | MAHALINGAPUR_220KV | MAHALINGAPUR_220KV | 121129367C | YADAWAD_110KV | BANK-3 | F13 | C | F13-YARAGUDRI EXPRESS | AGRICULTURE | BELAGAVI | MUDALAGI | BELAGAVI | BELAGAVI | GHATAPRABHA | MUDALAGI | YADWAD
5724 | MAHALINGAPUR_220KV | MAHALINGAPUR_220KV | 121129367D | YADAWAD_110KV | BANK-3 | F14 | D | F14-GULAGUNJIKOPPA IP | AGRICULTURE | BELAGAVI | MUDALAGI | BELAGAVI | BELAGAVI | GHATAPRABHA | MUDALAGI | YADWAD
5725 | MAHALINGAPUR_220KV | MAHALINGAPUR_220KV | 121129367E | YADAWAD_110KV | BANK-3 | F15 | E | F15-TIMMAPUR IP | AGRICULTURE | BELAGAVI | MUDALAGI | BELAGAVI | BELAGAVI | GHATAPRABHA | MUDALAGI | YADWAD
5726 | MAHALINGAPUR_220KV | MAHALINGAPUR_220KV | 121129367F | YADAWAD_110KV | BANK-3 | F16 | F | F16-TIMMAPUR NEW IP | AGRICULTURE | BELAGAVI | MUDALAGI | BELAGAVI | BELAGAVI | GHATAPRABHA | MUDALAGI | YADWAD
5727 | MAHALINGAPUR_220KV | MAHALINGAPUR_220KV | 121185367P | YADAWAD_110KV | BANK-3 | F17 | P | F17-GANESHGUDI | AGRICULTURE | BELAGAVI | MUDALAGI | BELAGAVI | BELAGAVI | GHATAPRABHA | MUDALAGI | YADWAD
5732 | ATHANI_220KV | ATHANI_220KV | 130101352A | YALLAMMANAWADI_110KV | BANK-1 | F01 | A | F01-YALLAMMANAWADI NJY | NJY | BELAGAVI | ATHANI | BELAGAVI | CHIKKODI | ATHANI | AIGALI | KOKATANUR
5733 | ATHANI_220KV | ATHANI_220KV | 130101352B | YALLAMMANAWADI_110KV | BANK-1 | F02 | B | F02-YALLAMMAWADI IP | AGRICULTURE | BELAGAVI | ATHANI | BELAGAVI | CHIKKODI | ATHANI | AIGALI | KOKATANUR
5734 | ATHANI_220KV | ATHANI_220KV | 130101352C | YALLAMMANAWADI_110KV | BANK-1 | F03 | C | F03-ZUNJARAWAD MADDI | AGRICULTURE | BELAGAVI | ATHANI | BELAGAVI | CHIKKODI | ATHANI | AIGALI | KOKATANUR
5735 | ATHANI_220KV | ATHANI_220KV | 130101352D | YALLAMMANAWADI_110KV | BANK-1 | F04 | D | F04-SUTTATTI IP | AGRICULTURE | BELAGAVI | ATHANI | BELAGAVI | CHIKKODI | ATHANI | AIGALI | KOKATANUR
5736 | ATHANI_220KV | ATHANI_220KV | 130101352E | YALLAMMANAWADI_110KV | BANK-1 | F05 | E | F05-ZUNJARAWAD RIVER BED | AGRICULTURE | BELAGAVI | ATHANI | BELAGAVI | CHIKKODI | ATHANI | AIGALI | KOKATANUR
5737 | ATHANI_220KV | ATHANI_220KV | 130101352F | YALLAMMANAWADI_110KV | BANK-1 | F06 | F | F06-MALAGAR VASTI | AGRICULTURE | BELAGAVI | ATHANI | BELAGAVI | CHIKKODI | ATHANI | AIGALI | KOKATANUR
5738 | ATHANI_220KV | ATHANI_220KV | 130101352M | YALLAMMANAWADI_110KV | BANK-1 | F07 | M | F07-SAVADI VASTI | AGRICULTURE | BELAGAVI | ATHANI | BELAGAVI | CHIKKODI | ATHANI | AIGALI | KOKATANUR
5739 | ATHANI_220KV | ATHANI_220KV | 130101352G | YALLAMMANAWADI_110KV | BANK-3 | F15 | G | F15-BABAR WASTI | AGRICULTURE | BELAGAVI | ATHANI | BELAGAVI | CHIKKODI | ATHANI | AIGALI | KOKATANUR
5740 | ATHANI_220KV | ATHANI_220KV | 130101352H | YALLAMMANAWADI_110KV | BANK-2 | F08 | H | F08-BALAWAD IP | AGRICULTURE | BELAGAVI | ATHANI | BELAGAVI | CHIKKODI | ATHANI | AIGALI | KOKATANUR
5741 | ATHANI_220KV | ATHANI_220KV | 130101352I | YALLAMMANAWADI_110KV | BANK-2 | F09 | I | F09-KATAGERI IP | AGRICULTURE | BELAGAVI | ATHANI | BELAGAVI | CHIKKODI | ATHANI | AIGALI | KOKATANUR
5742 | ATHANI_220KV | ATHANI_220KV | 130101352J | YALLAMMANAWADI_110KV | BANK-2 | F10 | J | F10-KOKATANUR NJY | NJY | BELAGAVI | ATHANI | BELAGAVI | CHIKKODI | ATHANI | AIGALI | KOKATANUR
5743 | ATHANI_220KV | ATHANI_220KV | 130101352P | YALLAMMANAWADI_110KV | BANK-3 | F11 | P | F11-LAXMI GUDI | AGRICULTURE | BELAGAVI | ATHANI | BELAGAVI | CHIKKODI | ATHANI | AIGALI | KOKATANUR
5744 | ATHANI_220KV | ATHANI_220KV | 130101352Q | YALLAMMANAWADI_110KV | BANK-3 | F12 | Q | F12-R C MADDI | AGRICULTURE | BELAGAVI | ATHANI | BELAGAVI | CHIKKODI | ATHANI | AIGALI | KOKATANUR
5745 | ATHANI_220KV | ATHANI_220KV | 130101352K | YALLAMMANAWADI_110KV | BANK-3 | F16 | K | F16-KOKATANUR IP | AGRICULTURE | BELAGAVI | ATHANI | BELAGAVI | CHIKKODI | ATHANI | AIGALI | KOKATANUR
5746 | ATHANI_220KV | ATHANI_220KV | 130101352L | YALLAMMANAWADI_110KV | BANK-3 | F17 | L | F17-DESAYARATTI IP | AGRICULTURE | BELAGAVI | ATHANI | BELAGAVI | CHIKKODI | ATHANI | AIGALI | KOKATANUR
5747 | ATHANI_220KV | ATHANI_220KV | 130101352N | YALLAMMANAWADI_110KV | BANK-3 | F14 | N | F14-BALESAB VASTI | AGRICULTURE | BELAGAVI | ATHANI | BELAGAVI | CHIKKODI | ATHANI | AIGALI | KOKATANUR
5748 | ATHANI_220KV | ATHANI_220KV | 130101352O | YALLAMMANAWADI_110KV | BANK-3 | F18 | O | F18-KHOTANATTI IP | AGRICULTURE | BELAGAVI | ATHANI | BELAGAVI | CHIKKODI | ATHANI | AIGALI | KOKATANUR
5749 | ATHANI_220KV | ATHANI_220KV | 130101352R | YALLAMMANAWADI_110KV | BANK-3 | F13 | R | F13-KULAKARNI WASTI IP | AGRICULTURE | BELAGAVI | ATHANI | BELAGAVI | CHIKKODI | ATHANI | AIGALI | KOKATANUR
5750 | ATHANI_220KV | ATHANI_220KV | 130101352S | YALLAMMANAWADI_110KV | BANK-1 | F19 | S | F19-ZUNJARWAD LIS | LIFT IRRIGATION | BELAGAVI | ATHANI | BELAGAVI | CHIKKODI | ATHANI | AIGALI | KOKATANUR
5755 | B.BAGEWADI_220KV | DINDAWAR_110KV | 181675482A | YANKANCHI_110KV | BANK-1 | F01 | A | F01-YANKANCHI NJY | NJY | VIJAYAPUR | SINDAGI | BELAGAVI | VIJAYAPUR | INDI | SINDAGI | MORATAGI
5756 | B.BAGEWADI_220KV | DINDAWAR_110KV | 181675482B | YANKANCHI_110KV | BANK-1 | F02 | B | F02-SANGAMANATH | AGRICULTURE | VIJAYAPUR | SINDAGI | BELAGAVI | VIJAYAPUR | INDI | SINDAGI | MORATAGI
5757 | B.BAGEWADI_220KV | DINDAWAR_110KV | 181675482C | YANKANCHI_110KV | BANK-1 | F03 | C | F03-KHINUR IP | AGRICULTURE | VIJAYAPUR | SINDAGI | BELAGAVI | VIJAYAPUR | INDI | SINDAGI | MORATAGI
5758 | B.BAGEWADI_220KV | DINDAWAR_110KV | 181675482D | YANKANCHI_110KV | BANK-1 | F04 | D | F04-DARGA IP | AGRICULTURE | VIJAYAPUR | SINDAGI | BELAGAVI | VIJAYAPUR | INDI | SINDAGI | MORATAGI
5759 | B.BAGEWADI_220KV | DINDAWAR_110KV | 181675482E | YANKANCHI_110KV | BANK-1 | F05 | E | F05-MUJAWAR | AGRICULTURE | VIJAYAPUR | SINDAGI | BELAGAVI | VIJAYAPUR | INDI | SINDAGI | MORATAGI
5760 | B.BAGEWADI_220KV | DINDAWAR_110KV | 181675482F | YANKANCHI_110KV | BANK-1 | F06 | F | F06-YANKANCHI IP | AGRICULTURE | VIJAYAPUR | SINDAGI | BELAGAVI | VIJAYAPUR | INDI | SINDAGI | SINDAGI RURAL
5761 | B.BAGEWADI_220KV | DINDAWAR_110KV | 181675482G | YANKANCHI_110KV | BANK-2 | F07 | G | F07-KOLAKANTI | AGRICULTURE | VIJAYAPUR | SINDAGI | BELAGAVI | VIJAYAPUR | INDI | SINDAGI | SINDAGI RURAL
5762 | B.BAGEWADI_220KV | DINDAWAR_110KV | 181675482H | YANKANCHI_110KV | BANK-2 | F08 | H | F08-MADABAL | AGRICULTURE | VIJAYAPUR | SINDAGI | BELAGAVI | VIJAYAPUR | INDI | SINDAGI | SINDAGI RURAL
5763 | B.BAGEWADI_220KV | DINDAWAR_110KV | 181675482I | YANKANCHI_110KV | BANK-2 | F09 | I | F09-ANTARAGANGI | AGRICULTURE | VIJAYAPUR | SINDAGI | BELAGAVI | VIJAYAPUR | INDI | SINDAGI | SINDAGI RURAL
5764 | B.BAGEWADI_220KV | DINDAWAR_110KV | 181675482J | YANKANCHI_110KV | BANK-2 | F10 | J | F10-MANNAPUR | AGRICULTURE | VIJAYAPUR | SINDAGI | BELAGAVI | VIJAYAPUR | INDI | SINDAGI | SINDAGI RURAL
5765 | B.BAGEWADI_220KV | DINDAWAR_110KV | 181675482K | YANKANCHI_110KV | BANK-2 | F11 | K | F11-MANNAPUR NJY | NJY | VIJAYAPUR | SINDAGI | BELAGAVI | VIJAYAPUR | INDI | SINDAGI | SINDAGI RURAL
5766 | SAUNDATTI_220KV | BENAKATTI_110KV | 120471353A | YARAGATTI_110KV | BANK-1 | F01 | A | F01-BENAKATTI | AGRICULTURE | BELAGAVI | SAUNDATTI | BELAGAVI | BELAGAVI | BAILHONGAL | SAUNDATTI | YARAGATTI
5767 | SAUNDATTI_220KV | BENAKATTI_110KV | 120471353B | YARAGATTI_110KV | BANK-4 | F04 | B | F04-YARAGATTI | URBAN NDHQ | BELAGAVI | SAUNDATTI | BELAGAVI | BELAGAVI | BAILHONGAL | SAUNDATTI | YARAGATTI
5768 | SAUNDATTI_220KV | BENAKATTI_110KV | 120471353C | YARAGATTI_110KV | BANK-4 | F05 | C | F05-SOPPADLA IP | AGRICULTURE | BELAGAVI | SAUNDATTI | BELAGAVI | BELAGAVI | BAILHONGAL | SAUNDATTI | YARAGATTI
5769 | SAUNDATTI_220KV | BENAKATTI_110KV | 120471353E | YARAGATTI_110KV | BANK-1 | F03 | E | F03-YARAZARAVI IP | AGRICULTURE | BELAGAVI | BAILHONGAL | BELAGAVI | BELAGAVI | BAILHONGAL | SAUNDATTI | YARAGATTI
5770 | SAUNDATTI_220KV | BENAKATTI_110KV | 120471353F | YARAGATTI_110KV | BANK-4 | F06 | F | F06-MUGALIHAL NJY | NJY | BELAGAVI | BAILHONGAL | BELAGAVI | BELAGAVI | BAILHONGAL | SAUNDATTI | YARAGATTI
5771 | SAUNDATTI_220KV | BENAKATTI_110KV | 120471353G | YARAGATTI_110KV | BANK-2 | F07 | G | F07-JALIKATTI | AGRICULTURE | BELAGAVI | SAUNDATTI | BELAGAVI | BELAGAVI | BAILHONGAL | SAUNDATTI | YARAGATTI
5772 | SAUNDATTI_220KV | BENAKATTI_110KV | 120471353H | YARAGATTI_110KV | BANK-2 | F08 | H | F08-TEGGIHAL MADDI IP | AGRICULTURE | BELAGAVI | SAUNDATTI | BELAGAVI | BELAGAVI | BAILHONGAL | SAUNDATTI | YARAGATTI
5773 | SAUNDATTI_220KV | BENAKATTI_110KV | 120471353I | YARAGATTI_110KV | BANK-2 | F09 | I | F09-ALADAKATTI IP | AGRICULTURE | BELAGAVI | BAILHONGAL | BELAGAVI | BELAGAVI | BAILHONGAL | SAUNDATTI | YARAGATTI
5774 | SAUNDATTI_220KV | BENAKATTI_110KV | 120471353T | YARAGATTI_110KV | BANK-2 | F10 | T | F10-BIRAPPANAGUDDA IP | AGRICULTURE | BELAGAVI | SAUNDATTI | BELAGAVI | BELAGAVI | BAILHONGAL | SAUNDATTI | YARAGATTI
5775 | SAUNDATTI_220KV | BENAKATTI_110KV | 120471353K | YARAGATTI_110KV | BANK-2 | F11 | K | F11-JEEVAPUR IP | AGRICULTURE | BELAGAVI | SAUNDATTI | BELAGAVI | BELAGAVI | BAILHONGAL | SAUNDATTI | YARAGATTI
5776 | SAUNDATTI_220KV | BENAKATTI_110KV | 120471353M | YARAGATTI_110KV | BANK-3 | F13 | M | F13-TORANAGATTI IP | AGRICULTURE | BELAGAVI | SAUNDATTI | BELAGAVI | BELAGAVI | BAILHONGAL | SAUNDATTI | YARAGATTI
5777 | SAUNDATTI_220KV | BENAKATTI_110KV | 120471353N | YARAGATTI_110KV | BANK-3 | F14 | N | F14-RAINAPUR IP | AGRICULTURE | BELAGAVI | SAUNDATTI | BELAGAVI | BELAGAVI | BAILHONGAL | SAUNDATTI | YARAGATTI
5778 | SAUNDATTI_220KV | BENAKATTI_110KV | 120471353O | YARAGATTI_110KV | BANK-3 | F15 | O | F15-MUGALIHAL IP | AGRICULTURE | BELAGAVI | SAUNDATTI | BELAGAVI | BELAGAVI | BAILHONGAL | SAUNDATTI | YARAGATTI
5779 | SAUNDATTI_220KV | BENAKATTI_110KV | 120471353P | YARAGATTI_110KV | BANK-3 | F16 | P | F16-SATTIGERI IP | AGRICULTURE | BELAGAVI | SAUNDATTI | BELAGAVI | BELAGAVI | BAILHONGAL | SAUNDATTI | YARAGATTI
5780 | SAUNDATTI_220KV | BENAKATTI_110KV | 120471353Q | YARAGATTI_110KV | BANK-1 | F02 | Q | F02-YARAGATTI IP | AGRICULTURE | BELAGAVI | SAUNDATTI | BELAGAVI | BELAGAVI | BAILHONGAL | SAUNDATTI | YARAGATTI
5781 | SAUNDATTI_220KV | BENAKATTI_110KV | 120471353R | YARAGATTI_110KV | BANK-2 | F17 | R | F17-ITNAL NJY | NJY | BELAGAVI | SAUNDATTI | BELAGAVI | BELAGAVI | BAILHONGAL | SAUNDATTI | YARAGATTI
5782 | SAUNDATTI_220KV | BENAKATTI_110KV | 120471353S | YARAGATTI_110KV | BANK-2 | F19 | S | F19-TALLUR NJY | NJY | BELAGAVI | SAUNDATTI | BELAGAVI | BELAGAVI | BAILHONGAL | SAUNDATTI | YARAGATTI
5783 | SAUNDATTI_220KV | BENAKATTI_110KV | 120471353U | YARAGATTI_110KV | BANK-3 | F12 | U | F12-KATKOL ROAD IP | AGRICULTURE | BELAGAVI | SAUNDATTI | BELAGAVI | BELAGAVI | BAILHONGAL | SAUNDATTI | YARAGATTI
5788 | SIRSI_220KV | KIRAVATTI_110KV | 272379354A | YELLAPUR_33KV | BANK-1 | F01 | A | F01-UPPALESHWARA | RURAL | UTTAR KANNADA | YELLAPUR | HUBBALLI | SIRSI | SIRSI | YELLAPUR | MANCHIKERI
5789 | SIRSI_220KV | KIRAVATTI_110KV | 272379354B | YELLAPUR_33KV | BANK-1 | F02 | B | F02-KANNIGERI | RURAL | UTTAR KANNADA | YELLAPUR | HUBBALLI | SIRSI | SIRSI | YELLAPUR | KIRAWATTI
5790 | SIRSI_220KV | KIRAVATTI_110KV | 272379354C | YELLAPUR_33KV | BANK-1 | F03 | C | F03-BISGOD | RURAL | UTTAR KANNADA | YELLAPUR | HUBBALLI | SIRSI | SIRSI | YELLAPUR | RURAL
5791 | SIRSI_220KV | KIRAVATTI_110KV | 272379354D | YELLAPUR_33KV | BANK-2 | F04 | D | F04-YELLAPUR TOWN | URBAN NDHQ | UTTAR KANNADA | YELLAPUR | HUBBALLI | SIRSI | SIRSI | YELLAPUR | TOWN
5792 | SIRSI_220KV | KIRAVATTI_110KV | 272379354E | YELLAPUR_33KV | BANK-2 | F05 | E | F05-VAJRALLI | RURAL | UTTAR KANNADA | YELLAPUR | HUBBALLI | SIRSI | SIRSI | YELLAPUR | RURAL
5793 | SIRSI_220KV | KIRAVATTI_110KV | 272379354F | YELLAPUR_33KV | BANK-2 | F06 | F | F06-GULLAPUR | RURAL | UTTAR KANNADA | YELLAPUR | HUBBALLI | SIRSI | SIRSI | YELLAPUR | RURAL
5794 | SIRSI_220KV | KIRAVATTI_110KV | 272379354G | YELLAPUR_33KV | BANK-2 | F07 | G | F07-MAGOD | RURAL | UTTAR KANNADA | YELLAPUR | HUBBALLI | SIRSI | SIRSI | YELLAPUR | RURAL
5795 | SIRSI_220KV | KIRAVATTI_110KV | 272379354H | YELLAPUR_33KV | BANK-2 | F08 | H | F08-BEDTI WATER SUPPLY | WATER SUPPLY | UTTAR KANNADA | YELLAPUR | HUBBALLI | SIRSI | SIRSI | YELLAPUR | TOWN
5796 | KUDACHI_220KV | KUDACHI_220KV | 132060355A | YELPARATTI_110KV | BANK-1 | F01 | A | F01-WATER SUPPLY AND SIDDAPUR NJY | NJY | BELAGAVI | RAIBAG | BELAGAVI | CHIKKODI | RAIBAG | KUDACHI | YALPARATTI
5797 | KUDACHI_220KV | KUDACHI_220KV | 132034355B | YELPARATTI_110KV | BANK-1 | F02 | B | F02-SUTTATTI | AGRICULTURE | BELAGAVI | RAIBAG | BELAGAVI | CHIKKODI | RAIBAG | HARUGERI/KUDACHI | HARUGERI/YALPARATTI
5798 | KUDACHI_220KV | KUDACHI_220KV | 132060355C | YELPARATTI_110KV | BANK-1 | F03 | C | F03-BANDIGANIMATH | AGRICULTURE | BELAGAVI | RAIBAG | BELAGAVI | CHIKKODI | RAIBAG | KUDACHI/HARUGERI | YALPARATTI/HARUGERI-2
5799 | KUDACHI_220KV | KUDACHI_220KV | 132060355D | YELPARATTI_110KV | BANK-1 | F04 | D | F04-YALPARATTI | AGRICULTURE | BELAGAVI | RAIBAG | BELAGAVI | CHIKKODI | RAIBAG | KUDACHI | YALPARATTI
5800 | KUDACHI_220KV | KUDACHI_220KV | 132034355E | YELPARATTI_110KV | BANK-1 | F14 | E | F14-BASAVANAGUDI | AGRICULTURE | BELAGAVI | RAIBAG | BELAGAVI | CHIKKODI | RAIBAG | KUDACHI | YALPARATTI
5801 | KUDACHI_220KV | KUDACHI_220KV | 132060355F | YELPARATTI_110KV | BANK-1 | F05 | F | F05-CHIKKUD | AGRICULTURE | BELAGAVI | RAIBAG | BELAGAVI | CHIKKODI | RAIBAG | KUDACHI/HARUGERI | YALPARATTI/HARUGERI-2
5802 | KUDACHI_220KV | KUDACHI_220KV | 132034355Q | YELPARATTI_110KV | BANK-1 | F06 | Q | F06-SANADI THOT | AGRICULTURE | BELAGAVI | RAIBAG | BELAGAVI | CHIKKODI | RAIBAG | HARUGERI | HARUGERI-1
5803 | KUDACHI_220KV | KUDACHI_220KV | 132060355G | YELPARATTI_110KV | BANK-2 | F07 | G | F07-SIDDAPUR RIVER BED | AGRICULTURE | BELAGAVI | RAIBAG | BELAGAVI | CHIKKODI | RAIBAG | KUDACHI | YALPARATTI
5804 | KUDACHI_220KV | KUDACHI_220KV | 132060187N | YELPARATTI_110KV | BANK-1 | F08 | N | F08-KHEMLAPUR TOTA | AGRICULTURE | BELAGAVI | RAIBAG | BELAGAVI | CHIKKODI | RAIBAG | KUDACHI | YALPARATTI
5805 | KUDACHI_220KV | KUDACHI_220KV | 132034355H | YELPARATTI_110KV | BANK-2 | F09 | H | F09-BADBYAKUD | AGRICULTURE | BELAGAVI | RAIBAG | BELAGAVI | CHIKKODI | RAIBAG | HARUGERI | HARUGERI-1
5806 | KUDACHI_220KV | KUDACHI_220KV | 132034355I | YELPARATTI_110KV | BANK-2 | F16 | I | F16-ASKI TOTA | AGRICULTURE | BELAGAVI | RAIBAG | BELAGAVI | CHIKKODI | RAIBAG | HARUGERI | HARUGERI-1
5807 | KUDACHI_220KV | KUDACHI_220KV | 132034355J | YELPARATTI_110KV | BANK-2 | F10 | J | F10-LALAYANKODI | AGRICULTURE | BELAGAVI | RAIBAG | BELAGAVI | CHIKKODI | RAIBAG | HARUGERI | HARUGERI-1
5808 | KUDACHI_220KV | KUDACHI_220KV | 132034355R | YELPARATTI_110KV | BANK-2 | F12 | R | F12-SADASHIVGUDI | AGRICULTURE | BELAGAVI | RAIBAG | BELAGAVI | CHIKKODI | RAIBAG | HARUGERI | HARUGERI-1
5809 | KUDACHI_220KV | KUDACHI_220KV | 132034355K | YELPARATTI_110KV | BANK-2 | F15 | K | F15-ALAKNUR | AGRICULTURE | BELAGAVI | RAIBAG | BELAGAVI | CHIKKODI | RAIBAG | HARUGERI | HARUGERI-2
5810 | KUDACHI_220KV | KUDACHI_220KV | 132034355L | YELPARATTI_110KV | BANK-2 | F13 | L | F13-NILAJI VILLAGE | AGRICULTURE | BELAGAVI | RAIBAG | BELAGAVI | CHIKKODI | RAIBAG | HARUGERI | HARUGERI-2
5811 | KUDACHI_220KV | KUDACHI_220KV | 132034355O | YELPARATTI_110KV | BANK-2 | F11 | O | F11-ASANGI TOTA | AGRICULTURE | BELAGAVI | RAIBAG | BELAGAVI | CHIKKODI | RAIBAG | HARUGERI | HARUGERI-1
5812 | KUDACHI_220KV | KUDACHI_220KV | 132034355P | YELPARATTI_110KV | BANK-3 | F17 | P | F17-ALAKNUR BANTI TOTA | AGRICULTURE | BELAGAVI | RAIBAG | BELAGAVI | CHIKKODI | RAIBAG | HARUGERI | HARUGERI-2
5813 | KUDACHI_220KV | KUDACHI_220KV | 132081355S | YELPARATTI_110KV | BANK-3 | F18 | S | F18-SIDDAPUR TOTA | AGRICULTURE | BELAGAVI | RAIBAG | BELAGAVI | CHIKKODI | RAIBAG | KUDACHI | YALPARATTI
5818 | KUDACHI_220KV | YELPARATTI_110KV | 132034356A | YELPARATTI_33KV | BANK-1 | F01 | A | F01-BADAGYANKODI | AGRICULTURE | BELAGAVI | RAIBAG | BELAGAVI | CHIKKODI | RAIBAG | HARUGERI | HARUGERI-2
5819 | KUDACHI_220KV | YELPARATTI_110KV | 132034356C | YELPARATTI_33KV | BANK-1 | F03 | C | F03-SHIMILAKKAVVA | AGRICULTURE | BELAGAVI | RAIBAG | BELAGAVI | CHIKKODI | RAIBAG | HARUGERI | HARUGERI-2
5820 | KUDACHI_220KV | YELPARATTI_110KV | 132034356D | YELPARATTI_33KV | BANK-2 | F04 | D | F04-YALLATTI THOT | AGRICULTURE | BELAGAVI | RAIBAG | BELAGAVI | CHIKKODI | RAIBAG | HARUGERI | HARUGERI-2
5821 | KUDACHI_220KV | YELPARATTI_110KV | 132060356E | YELPARATTI_33KV | BANK-2 | F05 | E | F05-KHEMALAPUR RIVER BED | AGRICULTURE | BELAGAVI | RAIBAG | BELAGAVI | CHIKKODI | RAIBAG | KUDACHI | YALPARATTI
5822 | KUDACHI_220KV | YELPARATTI_110KV | 132060356G | YELPARATTI_33KV | BANK-2 | F07 | G | F07-ALAKHANUR NJY | NJY | BELAGAVI | RAIBAG | BELAGAVI | CHIKKODI | RAIBAG | KUDACHI/HARUGERI | YALPARATTI/HARUGERI-2
5824 | INDI_220KV | INDI_220KV | 181612357A | ZALAKI_110KV | BANK-2 | F01 | A | F01-SATALAGAON | AGRICULTURE | VIJAYAPUR | INDI | BELAGAVI | VIJAYAPUR | INDI | CHADACHAN | ZALAKI
5825 | INDI_220KV | INDI_220KV | 181612357C | ZALAKI_110KV | BANK-3 | F15 | C | F15-LONI | AGRICULTURE | VIJAYAPUR | INDI | BELAGAVI | VIJAYAPUR | INDI | CHADACHAN | ZALAKI
5826 | INDI_220KV | INDI_220KV | 181612357D | ZALAKI_110KV | BANK-1 | F04 | D | F04-HALASANGI | AGRICULTURE | VIJAYAPUR | INDI | BELAGAVI | VIJAYAPUR | INDI | CHADACHAN | ZALAKI
5827 | INDI_220KV | INDI_220KV | 181640357E | ZALAKI_110KV | BANK-1 | F05 | E | F05-BHATAGUNAKI | AGRICULTURE | VIJAYAPUR | INDI | BELAGAVI | VIJAYAPUR | INDI | INDI | ANJUTAGI
5829 | INDI_220KV | INDI_220KV | 181612357O | ZALAKI_110KV | BANK-3 | F14 | O | F14-BALLOLLI | AGRICULTURE | VIJAYAPUR | INDI | BELAGAVI | VIJAYAPUR | INDI | CHADACHAN | CHADACHAN URBAN
5831 | INDI_220KV | INDI_220KV | 181612357K | ZALAKI_110KV | BANK-2 | F07 | K | F07-TADDEWADI | AGRICULTURE | VIJAYAPUR | CHADACHAN | BELAGAVI | VIJAYAPUR | INDI | CHADACHAN | HORTI
5832 | INDI_220KV | INDI_220KV | 181612357G | ZALAKI_110KV | BANK-2 | F02 | G | F02-JEVOOR | AGRICULTURE | VIJAYAPUR | CHADACHAN | BELAGAVI | VIJAYAPUR | INDI | CHADACHAN | ZALAKI
5833 | INDI_220KV | INDI_220KV | 181612357H | ZALAKI_110KV | BANK-2 | F08 | H | F08-BABALAD | AGRICULTURE | VIJAYAPUR | INDI | BELAGAVI | VIJAYAPUR | INDI | CHADACHAN | ZALAKI
5834 | INDI_220KV | INDI_220KV | 181612357I | ZALAKI_110KV | BANK-2 | F10 | I | F10-LONI NJY | NJY | VIJAYAPUR | INDI | BELAGAVI | VIJAYAPUR | INDI | CHADACHAN | ZALAKI
5835 | INDI_220KV | INDI_220KV | 181612357J | ZALAKI_110KV | BANK-2 | F09 | J | F09-NANDARAGI NJY | NJY | VIJAYAPUR | INDI | BELAGAVI | VIJAYAPUR | INDI | CHADACHAN | ZALAKI
5836 | INDI_220KV | INDI_220KV | 181612357L | ZALAKI_110KV | BANK-3 | F11 | L | F11-ANJUTGI | AGRICULTURE | VIJAYAPUR | INDI | BELAGAVI | VIJAYAPUR | INDI | INDI | ANJUTAGI
5837 | INDI_220KV | INDI_220KV | 181612357M | ZALAKI_110KV | BANK-3 | F13 | M | F13-KAPNIMBARGI | AGRICULTURE | VIJAYAPUR | INDI | BELAGAVI | VIJAYAPUR | INDI | CHADACHAN | ZALAKI

## ABSTRACT(EX CL)
TOTAL NUMBER OF 11KV FEEDERS IN HESCOM-NOVEMBER-2025
SL NO | O&M DIVISION | RURAL | AGRICULTURE | WATER SUPPLY | NJY | URBAN DHQ | INDUSTRIAL | URBAN NDHQ | LIFT IRRIGATION | TOTAL
1 | ATHANI |  | 203 | 4 | 39 |  | 3 | 7 | 5 | 261
2 | B.BAGEWADI |  | 174 | 10 | 50 |  | 2 | 7 |  | 243
3 | BAGALKOT |  | 175 | 5 | 70 | 36 | 6 | 14 | 1 | 307
4 | BAILHONGAL |  | 167 | 8 | 57 |  | 5 | 10 | 6 | 253
5 | BELAGAVI RURAL |  | 78 | 2 | 60 |  | 30 | 3 |  | 173
6 | BELAGAVI URBAN |  |  |  |  | 62 | 15 |  |  | 77
7 | CHIKKODI |  | 156 | 3 | 45 |  | 6 | 10 | 2 | 222
8 | DANDELI | 37 |  | 1 |  |  | 2 | 6 |  | 46
9 | DHARWAD RURAL |  | 66 | 3 | 56 |  | 10 | 10 |  | 145
10 | DHARWAD URBAN |  | 1 |  |  | 37 | 7 |  |  | 45
11 | GADAG |  | 68 | 7 | 41 | 14 | 6 | 7 | 8 | 151
12 | GHATAPRABHA |  | 185 |  | 35 |  | 1 | 13 |  | 234
13 | HAVERI |  | 156 | 5 | 73 | 8 | 3 | 8 | 5 | 258
14 | HONNAVAR | 53 | [5 empty] | 13 |  | 66
15 | HUBBALLI RURAL |  | 22 | 3 | 30 |  | 4 | 3 |  | 62
16 | HUBBALLI URBAN |  |  |  |  | 77 | 11 |  |  | 88
17 | INDI |  | 296 | 12 | 69 |  |  | 7 | 2 | 386
18 | JAMKHANDI |  | 211 | 2 | 44 |  | 1 | 18 | 1 | 277
19 | KARWAR | 28 |  | 3 |  | 10 | 1 | 2 |  | 44
20 | MUDHOL |  | 235 | 5 | 30 |  | 3 | 6 | 2 | 281
21 | RAIBAG |  | 199 | 2 | 22 |  |  | 2 |  | 225
22 | RAMDURG |  | 87 |  | 17 |  | 1 | 2 |  | 107
23 | RANEBENNUR |  | 180 | 8 | 70 |  | 5 | 15 |  | 278
24 | RON |  | 39 | 2 | 20 |  |  | 7 | 3 | 71
25 | SIRSI | 70 |  | 3 |  |  | 1 | 12 |  | 86
26 | VIJAYAPUR |  | 215 | 7 | 40 | 40 | 5 | 3 |  | 310
Total 11KV FEEDERS |  | 188 | 2913 | 95 | 868 | 284 | 128 | 185 | 35 | 4696